## Test Order LOINC
Values current as of November 25, 2024
Test ID | Test Order Name | Order LOINC Code | LOINC Attributes | Method Name
10AIH | Factor X Inhibitor Profile, Professional Interpretation | 69049-5 | Coagulation specialist review:Imp:Pt:XXX:Nar: | Only orderable as a reflex. For more information see 10INE / Factor X Inhibitor Evaluation, Plasma Medical Interpretation
10INE | Factor X Inhibitor Evaluation, Plasma | 96457-7 | Coagulation factor X activity & inhibitor panel:-:Pt:PPP:-:Coag | F_10, 10_IS, GBETH: Optical Clot-Based 10INT: Technical Interpretation 10AIH: Medical Interpretation
10INT | Factor X Inhibitor Profile, Technical Interpretation | 69049-5 | Coagulation specialist review:Imp:Pt:XXX:Nar: | Only orderable as part of a profile. For more information see 10INE / Factor X Inhibitor Evaluation, Plasma. Technical Interpretation
10_IS | Factor X Inhibitor Screen, Plasma | 39556-6 | Coagulation factor X inhibitor:PrThr:Pt:PPP:Ord:Coag | Only orderable as a reflex. For more information see: 10INE / Factor X Inhibitor Evaluation, Plasma ALBLD / Bleeding Diathesis Profile, Limited, Plasma APROL / Prolonged Clot Time Profile, Plasma Optical Clot-Based
11AIH | Factor XI Inhibitor Profile, Professional Interpretation | 69049-5 | Coagulation specialist review:Imp:Pt:XXX:Nar: | Only orderable as a reflex. For more information see 11INE / Factor XI Inhibitor Evaluation, Plasma. Medical Interpretation
11INE | Factor XI Inhibitor Evaluation, Plasma | 96453-6 | Coagulation factor XI activity & inhibitor panel:-:Pt:PPP:-:Coag | F_11, 11_IS, GBETH: Optical Clot-Based 11INT: Technical Interpretation 11AIH: Medical Interpretation
11INT | Factor XI Inhibitor Profile, Technical Interpretation | 69049-5 | Coagulation specialist review:Imp:Pt:XXX:Nar: | Only orderable as part of a profile. For more information see 11INE / Factor XI Inhibitor Evaluation, Plasma Technical Interpretation
11_IS | Factor XI Inhibitor Screen, Plasma | 80603-4 | Coagulation factor XI inhibitor:PrThr:Pt:PPP:Ord:Coag | Only orderable as part of a profile. For more information see: 11INE / Factor XI Inhibitor Evaluation, Plasma ALBLD / Bleeding Diathesis Profile, Limited, Plasma APROL / Prolonged Clot Time Profile, Plasma Optical Clot-Based
12PU1 | Protein, Total, 12 Hour, Urine | 26801-1 | Protein:MRat:12H:Urine:Qn: | Turbidimetry
17OHP | 17-Hydroxypregnenolone, Serum | 6765-2 | 17-Hydroxypregnenolone:MCnc:Pt:Ser/Plas:Qn: | Liquid Chromatography Tandem Mass Spectrometry (LC-MS/MS)
199PC | Carbohydrate Antigen 19-9 (CA 19-9), Pancreatic Cyst Fluid | 97750-4 | Cancer Ag 19-9:ACnc:Pt:Asp:Qn: | Immunoenzymatic Assay
199PT | Carbohydrate Antigen 19-9 (CA 19-9), Peritoneal Fluid | 50781-4 | Cancer Ag 19-9:ACnc:Pt:Periton fld:Qn: | Immunoenzymatic Assay
1A2Q | Cytochrome P450 1A2 Genotype, Varies | 80687-7 | CYP1A2 gene targeted mutation analysis:Find:Pt:Bld/Tiss:Doc:Molgen | Real-Time Polymerase Chain Reaction (PCR) with Allelic Discrimination Analysis
1DIS | Human Leukocyte Antigens (HLA) A-B-C Disease Association Typing Low Resolution, Blood | 96629-1 | HLA-A & B & C (class I) typing panel:-:Pt:Bld/Tiss:-:Low resolution | Polymerase Chain Reaction (PCR)/Next-Generation Sequencing (NGS)
1STT1 | First Trimester Maternal Screen, Serum | 49086-2 | First trimester maternal screen with nuchal translucency panel:-:Pt:^Patient:-: | Immunoenzymatic Assay
21DOC | 21-Deoxycortisol, Serum | 74872-3 | 21-Deoxycortisol:MCnc:Pt:Ser/Plas:Qn: | Liquid Chromatography Tandem Mass Spectrometry (LC-MS/MS)
21OH | 21-Hydroxylase Antibodies, Serum | 85363-0 | 21-Hydroxylase Ab:PrThr:Pt:Ser:Ord: | Enzyme-Linked Immunosorbent Assay (ELISA)
22C3 | Programmed Death-Ligand 1 (PD-L1) (22C3), Semi-Quantitative Immunohistochemistry, Manual | 85147-7 | Programmed cell death ligand 1 by clone 22C3:Find:Pt:Tiss:Doc:Immune stain | Immunohistochemistry (IHC)
23BPR | 2,3-Dinor 11 Beta-Prostaglandin F2 Alpha, Random, Urine | 97658-9 | 2,3-dinor 11 beta-Prostaglandin F2 alpha/Creatinine:MRto:Pt:Urine:Qn: | R23BP: Liquid Chromatography Tandem Mass Spectrometry (LC-MS/MS) CRETR: Enzymatic Colorimetric Assay
23BPT | 2,3-Dinor 11 Beta-Prostaglandin F2 Alpha, 24 Hour, Urine | 94381-1 | 2,3-dinor 11 beta-Prostaglandin F2 alpha/Creatinine:MRto:24H:Urine:Qn: | T23BP: Liquid Chromatography Tandem Mass Spectrometry (LC-MS/MS) CRT24: Enzymatic Colorimetric Assay
23FBG | Fibroblast Growth Factor-23 (FGF23), In Situ Hybridization | 104259-7 | Fibroblast growth factor 23:PrThr:Pt:Tiss:Ord:FISH | In Situ Hybridization (ISH)
2425D | 25-Hydroxyvitamin D:24,25-Dihydroxyvitamin D Ratio, Serum | 94674-9 | Calcidiol+ercalcidiol/24r-Hydroxycalcidiol+24r-Hydroxyercalcidiol ratio panel:-:Pt:Ser/Plas:-: | Liquid Chromatography Tandem Mass Spectrometry (LC-MS/MS) Portions of this test are covered by patents held by Quest Diagnostics
25HDN | 25-Hydroxyvitamin D2 and D3, Serum | 49590-3 | Calcidiol & Calciferol panel:-:Pt:Ser/Plas:-: | Liquid Chromatography Tandem Mass Spectrometry (LC-MS/MS) Portions of this test are covered by patents held by Quest Diagnostics
288PD | Programmed Death-Ligand 1 (PD-L1) (28-8), Semi-Quantitative Immunohistochemistry, Manual | 85148-5 | Programmed cell death ligand 1 by clone 28-8:Find:Pt:Tiss:Doc:Immune stain | Immunohistochemistry (IHC)
2AINH | Factor II Inhibitor Profile, Professional Interpretation | 69049-5 | Coagulation specialist review:Imp:Pt:XXX:Nar: | Only orderable as a reflex. For more information see 2INHE / Factor II Inhibitor Evaluation, Plasma. Medical Interpretation
2B6Q | Cytochrome P450 2B6 Genotype, Varies | 72511-9 | CYP2B6 gene targeted mutation analysis:Find:Pt:Bld/Tiss:Doc:Molgen | Real Time-Polymerase Chain Reaction (RT-PCR) with Allelic Discrimination Analysis
2C19R | Cytochrome P450 2C19 Genotype, Varies | 57132-3 | CYP2C19 gene allele:Geno:Pt:Bld/Tiss:Nom:Molgen | Real-Time Polymerase Chain Reaction (PCR) with Allelic Discrimination Analysis
2C9QT | Cytochrome P450 2C9 Genotype, Varies | 46724-1 | CYP2C9 gene allele:Geno:Pt:Bld/Tiss:Nom:Molgen | Real-Time Polymerase Chain Reaction (PCR) with Allelic Discrimination Analysis
2D6Q | Cytochrome P450 2D6 Comprehensive Cascade, Varies | 47403-1 | CYP2D6 gene targeted mutation analysis:Find:Pt:Bld/Tiss:Doc:Molgen | Tier 1: Real Time Polymerase Chain Reaction (PCR) Tier 2: Polymerase Chain Reaction (PCR) followed by DNA Sequence Analysis
2DIS | Human Leukocyte Antigens (HLA)-DR-DQ Disease Association Typing Low Resolution, Blood | 96640-8 | HLA-DP & DQ & DR (class II) typing panel:-:Pt:Bld/Tiss:-:Low resolution | Polymerase Chain Reaction (PCR)/Next-Generation Sequencing (NGS)
2HGA | 2-Hydroxyglutaric Acid Chiral Analysis, Quantitative, Random, Urine | 79297-8 | D- & L-2-hydroxyglutarate panel:-:Pt:Urine:-: | Gas Chromatography Mass Spectrometry (GC-MS)
2INHE | Factor II Inhibitor Evaluation, Plasma | 96455-1 | Coagulation factor II activity & inhibitor panel:-:Pt:PPP:-:Coag | F_2, F2_IS, GBETH: Optical Clot-Based 2INHT: Technical Interpretation 2AINH: Medical Interpretation
2INHT | Factor II Inhibitor Profile, Technical Interpretation | 69049-5 | Coagulation specialist review:Imp:Pt:XXX:Nar: | Only orderable as part of a profile. For more information see 2INHE / Factor II Inhibitor Evaluation, Plasma. Technical Interpretation
2OHGP | 2-Hydroxyglutaric Aciduria Gene Panel, Varies | 105341-2 | 2-Hydroxyglutarate aciduria multigene analysis:Find:Pt:Bld/Tiss:Doc:Molgen | Sequence Capture and Targeted Next-Generation Sequencing followed by Polymerase Chain Reaction (PCR) and Sanger Sequencing
3A4Q | Cytochrome P450 3A4 Genotype, Varies | 74007-6 | CYP3A4 gene targeted mutation analysis:Find:Pt:Bld/Tiss:Doc:Molgen | Polymerase Chain Reaction (PCR) With Allelic Discrimination Analysis
3A5Q | Cytochrome P450 3A5 Genotype, Varies | 81140-6 | CYP3A5 gene allele:Geno:Pt:Bld/Tiss:Nom:Molgen | Polymerase Chain Reaction (PCR) With Allelic Discrimination Analysis
3MGAP | 3-Methylglutaconic Aciduria Panel, Varies | 105342-0 | 3-Methylglutaconate aciduria multigene analysis:Find:Pt:Bld/Tiss:Doc:Molgen | Sequence Capture and Targeted Next-Generation Sequencing (NGS) followed by Polymerase Chain Reaction (PCR) and Sanger Sequencing
3MT | 3-Methoxytyramine, 24 Hour, Urine | 32618-1 | 3-Methoxytyramine:MRat:24H:Urine:Qn: | Liquid Chromatography Tandem Mass Spectrometry (LC-MS/MS)
5AINH | Factor V Inhibitor Profile, Professional Interpretation | 69049-5 | Coagulation specialist review:Imp:Pt:XXX:Nar: | Only orderable as a reflex. For more information see 5INHE / Factor V Inhibitor Evaluation, Plasma. Medical Interpretation
5BETH | Factor V Bethesda Units, Plasma | 3191-4 | Coagulation factor V inhibitor:ACnc:Pt:PPP:Qn:Coag | Only orderable as a reflex. For more information see: ALUPP / Lupus Anticoagulant Profile, Plasma ALBLD / Bleeding Diathesis Profile, Limited, Plasma APROL / Prolonged Clot Time Profile, Plasma 5INHE / Factor V Inhibitor Evaluation, Plasma Optical Clot-Based
5INHE | Factor V Inhibitor Evaluation, Plasma | 96458-5 | Coagulation factor V activity & inhibitor panel:-:Pt:PPP:-:Coag | FACTV, 5BETH, F5_IS: Optical Clot-Based 5INHT: Technical Interpretation 5AINH: Medical Interpretation
5INHT | Factor V Inhibitor Profile, Technical Interpretation | 69049-5 | Coagulation specialist review:Imp:Pt:XXX:Nar: | Only orderable as part of a profile. For more information see 5INHE / Factor V Inhibitor Evaluation, Plasma. Technical Interpretation
6MAMM | 6-Monoacetylmorphine (6-MAM), Confirmation, Meconium | 29345-6 | 6-Monoacetylmorphine:MCnt:Pt:Meconium:Qn: | Liquid Chromatography Tandem Mass Spectrometry (LC-MS/MS)
6MAMU | 6-Monoacetylmorphine Confirmation, Random, Urine | 19593-3 | 6-Monoacetylmorphine:MCnc:Pt:Urine:Qn:Confirm | Gas Chromatography Mass Spectrometry (GC-MS)
6MAMX | 6-Monoacetylmorphine, Chain of Custody, Random, Urine | 19593-3 | 6-Monoacetylmorphine:MCnc:Pt:Urine:Qn:Confirm | Gas Chromatography Mass Spectrometry (GC-MS)
7AC4 | 7AC4, Bile Acid Synthesis, Serum | 94866-1 | 7-Alpha hydroxy-4-cholesten-3-one:MCnc:Pt:Ser/Plas:Qn: | Liquid Chromatography Tandem Mass Spectrometry (LC-MS/MS)
7AINH | Factor VII Inhibitor Profile, Professional Interpretation | 69049-5 | Coagulation specialist review:Imp:Pt:XXX:Nar: | Only orderable as a reflex. For more information see 7INHE / Factor VII Inhibitor Evaluation, Plasma. Medical Interpretation
7INHE | Factor VII Inhibitor Evaluation, Plasma | 90225-4 | Coagulation factor VII activity & inhibitor panel:-:Pt:PPP:-:Coag | F_7, F7_IS, GBETH: Optical Clot-Based 7INHT: Technical Interpretation 7AINH: Medical Interpretation
7INHT | Factor VII Inhibitor Profile, Technical Interpretation | 69049-5 | Coagulation specialist review:Imp:Pt:XXX:Nar: | Only orderable as part of a profile. For more information see 7INHE / Factor VII Inhibitor Evaluation, Plasma. Technical Interpretation
8AINH | Factor VIII Inhibitor Profile, Professional Interpretation | 69049-5 | Coagulation specialist review:Imp:Pt:XXX:Nar: | Only orderable as a reflex. For more information see 8INHE / Factor VIII Inhibitor Evaluation, Plasma. Medical Interpretation
8INHE | Factor VIII Inhibitor Evaluation, Plasma | 96456-9 | Coagulation factor VIII activity & inhibitor panel:-:Pt:PPP:-:Coag | F8A, F8IS, 8BETH: Optical Clot-Based 8INHT: Technical Interpretation 8AINH: Medical Interpretation
8INHT | Factor VIII Inhibitor Profile, Technical Interpretation | 69049-5 | Coagulation specialist review:Imp:Pt:XXX:Nar: | Only orderable as part of a profile. For more information see 8INHE / Factor VIII Inhibitor Evaluation, Plasma. Technical Interpretation
9AINH | Factor IX Inhibitor Profile, Professional Interpretation | 69049-5 | Coagulation specialist review:Imp:Pt:XXX:Nar: | Only orderable as a reflex. For more information see 9INHE / Factor IX Inhibitor Evaluation, Plasma Medical Interpretation
9INHE | Factor IX Inhibitor Evaluation, Plasma | 96459-3 | Coagulation factor IX activity & inhibitor panel:-:Pt:PPP:-:Coag | F_9, 9BETH, F9_IS: Optical Clot-Based 9INHT: Technical Interpretation 9AINH: Medical Interpretation
9INHT | Factor IX Inhibitor Profile Technical Interpretation | 69049-5 | Coagulation specialist review:Imp:Pt:XXX:Nar: | Only orderable as part of a profile. For more information see 9INHE / Factor IX Inhibitor Evaluation, Plasma. Technical Interpretation
A124 | Alpha-1-Microglobulin, 24 Hour, Urine | 99075-4 | Alpha-1-Microglobulin/Creatinine:MRto:24H:Urine:Qn: | AIM, A1MCR: Calculation A1MC: Immunonephelometry CRT24: Enzymatic Colorimetric Assay
A1AF | Alpha-1-Antitrypsin, Random, Feces | 9407-8 | Alpha 1 antitrypsin:MCnc:Pt:Stool:Qn: | Nephelometry
A1AFS | Alpha-1-Antitrypsin Clearance, Feces and Serum | 93419-0 | Alpha 1 antitrypsin fecal clearance panel:-:Pt:Ser | Nephelometry
A1ALC | Alpha-1-Antitrypsin Proteotype S/Z, LC-MS/MS, Serum | 102082-5 | Alpha-1-Antitrypsin Proteotype panel:-:Pt:Ser/Plas:-: | A1ASZ: Liquid Chromatography Tandem Mass Spectrometry (LC-MS/MS) AATP: Nephelometry A1APR: Isoelectric Focusing
A1APP | Alpha-1-Antitrypsin Phenotype, Serum | 32769-2 | Alpha 1 antitrypsin phenotype:Imp:Pt:Ser/Plas:Nom: | A1AP2: Isoelectric Focusing AATP: Nephelometry
A1CJ | Hemoglobin A1c, Blood | 55399-0 | Diabetes tracking panel:-:Pt:^Patient:-: | Ion-Exchange Chromatography Quantitative
A1R | A1 Antigen Subtype, Blood | 844-1 | A1 Ag:PrThr:Pt:RBC:Ord: | Hemagglutination
A2M | Alpha-2-Macroglobulin, Serum | 1835-8 | Alpha-2-Macroglobulin:MCnc:Pt:Ser/Plas:Qn: | Nephelometry
A2PI | Alpha-2 Plasmin Inhibitor, Plasma | 27810-1 | Plasmin inhibitor actual/Normal:RelCCnc:Pt:PPP:Qn:Chromo | Chromogenic
AACSF | Amino Acids, Quantitative, Spinal Fluid | 35507-3 | Amino acids panel:SCnc:Pt:CSF:Qn: | Liquid Chromatography Tandem Mass Spectrometry (LC-MS/MS) Portions of this test are covered by patents held by Quest Diagnostics
AAH | Amyloid A (Hepatic) Immunostain, Technical Component Only | Order only;no result |  | Immunohistochemistry (IHC)
AAMSD | Amino Acids, Maple Syrup Urine Disease Panel, Plasma | 94566-7 | Maple syrup urine disease therapy monitoring panel:-:Pt:Ser/Plas:Qn: | Liquid Chromatography Tandem Mass Spectrometry (LC-MS/MS) Portions of this test are covered by patents held by Quest Diagnostics
AAMY | Alpha-Amylase, IgE, Serum | 7073-0 | Amylase Ab.IgE:ACnc:Pt:Ser:Qn: | Fluorescence Enzyme Immunoassay (FEIA)
AAPD | Amino Acids, Quantitative, Random, Urine | 35087-6 | Amino acids panel:-:Pt:Urine:Qn: | Liquid Chromatography Tandem Mass Spectrometry (LC-MS/MS) Portions of this test are covered by patents held by Quest Diagnostics
AAQP | Amino Acids, Quantitative, Plasma | 35083-5 | Amino acids panel:SCnc:Pt:Ser/Plas:Qn: | Liquid Chromatography Tandem Mass Spectrometry (LC-MS/MS) Portions of this test are covered by patents held by Quest Diagnostics
AAT | Alpha-1-Antitrypsin, Serum | 6771-0 | Alpha 1 antitrypsin:MCnc:Pt:Ser/Plas:Qn:Nephelometry | Nephelometry
AATHI | Thrombophilia Profile Interpretation | 69049-5 | Coagulation specialist review:Imp:Pt:XXX:Nar: | Only orderable as part of a profile. For more information see AATHR / Thrombophilia Profile, Plasma. Medical Interpretation
AATHR | Thrombophilia Profile, Plasma and Whole Blood | 98125-8 | Intravascular coagulation and fibrinolysis panel:-:Pt:^Patient:-: | PTSC, APTSC, DRV1, TTSC, APCRV: Optical Clot-Based CLFIB: Clauss DIMER, PSF: Latex Immunoassay (LIA) ATTF, CFX: Chromogenic PTNT: Direct Variant Analysis AATHI: Medical Interpretation
AATRP | Alpha-1-Antitrypsin Immunostain, Technical Component Only | Order only;no result |  | Immunohistochemistry (IHC)
AATTF | Antithrombin Activity, with Reflex to Antithrombin Antigen, Plasma | 27811-9 | Antithrombin actual/Normal:RelCCnc:Pt:PPP:Qn:Chromo | Chromogenic Assay
AAUCD | Amino Acids, Urea Cycle Disorders Panel, Plasma | 100368-0 | Amino Acids Urea Cycle Panel:-:Pt:Ser/Plas:-:LC/MS/MS | Liquid Chromatography Tandem Mass Spectrometry (LC-MS/MS)
AB2GP | Beta-2 Glycoprotein 1 Antibodies, IgA, Serum | 44447-1 | Beta 2 glycoprotein 1 Ab.IgA:ACnc:Pt:Ser/Plas:Qn:IA | Enzyme-Linked Immunosorbent Assay (ELISA)
ABCRS | Alpha/Beta Crystallin IHC, Technical Component Only | Order only;no result |  | Immunohistochemistry (IHC)
ABIDR | Antibody Identification, Blood and Serum | 888-8 | Blood group antibodies identified:Prid:Pt:Ser/Plas | Hemagglutination
ABOMR | ABO/Rh, Blood | 882-1 | ABO & Rh group:Type:Pt:Bld:Nom: | Hemagglutination
ABONR | ABO/Rh Newborn, Blood | 19057-9 | ABO & Rh group:Type:Pt:Bld^Newborn:Nom: | Hemagglutination
ABOPC | Arbovirus Antibody Panel, IgG and IgM, Spinal Fluid | 49094-6 | Arbovirus Ab.IgG & IgM panel:-:Pt:CSF:-:IF | Immunofluorescence Assay (IFA)
ABTIR | Antibody Titer, Blood and Serum | 50962-0 | XXX blood group Ab.IgG:Titr:Pt:Ser/Plas:SemiQn: | Hemagglutination
ABYSR | Antibody Screen with Reflexed Antibody Identification, Blood | 101678-1 | Blood group antibody screen:PrThr:Pt:Ser/Plas:Ord: | Hemagglutination
AC1Q | Anti-C1q Antibodies, IgG, Serum | 44702-9 | Complement C1q Ab:ACnc:Pt:Ser:Qn: | Enzyme-Linked Immunosorbent Assay (ELISA)
ACAC | Acacia, IgE, Serum | 6015-2 | Acacia longifolia Ab.IgE:ACnc:Pt:Ser:Qn: | Fluorescence Enzyme Immunoassay (FEIA)
ACAR | Acarus siro, IgE, Serum | 6254-7 | Acarus siro Ab.IgE:ACnc:Pt:Ser:Qn: | Fluorescence Enzyme Immunoassay (FEIA)
ACARP | Acanthamoeba species Molecular Detection, PCR, Ocular | 41429-2 | Acanthamoeba sp DNA:PrThr:Pt:XXX:Ord:Probe.amp.tar | Real-Time Polymerase Chain Reaction (PCR)/ DNA Probe Hybridization
ACASM | Pernicious Anemia Cascade, Serum | 2132-9 | Cobalamins:MCnc:Pt:Ser/Plas:Qn: | Immunoenzymatic Assay
ACC | Adrenal Mass Panel, 24 Hour, Urine | 95556-7 | Adrenal cancer risk assessment & urine steroid fractions panel:-:-:^Patient:-: | Liquid Chromatography Tandem Mass Spectrometry, High-Resolution Accurate Mass (LC-MS/MS HRAM)
ACE | Angiotensin Converting Enzyme, Serum | 2742-5 | Angiotensin converting enzyme:CCnc:Pt:Ser/Plas:Qn: | Spectrophotometry (SP)
ACHE_ | Acetylcholinesterase, Amniotic Fluid | 30106-9 | Acetylcholinesterase:PrThr:Pt:Amnio fld:Ord: | Polyacrylamide Electrophoresis
ACLIP | Phospholipid (Cardiolipin) Antibodies, IgA, Serum | 5076-5 | Cardiolipin Ab.IgA:ACnc:Pt:Ser:Qn:IA | Enzyme-Linked Immunosorbent Assay (ELISA)
ACMA | Acetaminophen, Serum | 3298-7 | Acetaminophen:MCnc:Pt:Ser/Plas:Qn: | Photometric
ACMFS | Acetylcholine Receptor Modulating Antibody, Flow Cytometry Assay, Serum | 99062-2 | Acetylcholine receptor modulation Ab:PrThr:Pt:Ser:Ord:Flow cytometry | Only orderable as part of a profile. For more information see: MGLE / Myasthenia Gravis/Lambert-Eaton Myasthenic Syndrome Evaluation, Serum MGMR / Myasthenia Gravis Evaluation with Muscle-Specific Kinase (MuSK) Reflex, Serum PAVAL / Paraneoplastic, Autoantibody Evaluation, Serum Flow Cytometry
ACRN | Acylcarnitines, Quantitative, Plasma | 43433-2 | Acylcarnitine panel:-:Pt:Ser/Plas:-: | Flow Injection Analysis-Tandem Mass Spectrometry (FIA-MS/MS)
ACRNS | Acylcarnitines, Quantitative, Serum | 43433-2 | Acylcarnitine panel:-:Pt:Ser/Plas:-: | Flow Injection Analysis-Tandem Mass Spectrometry (FIA-MS/MS)
ACT | Actinomyces Culture, Varies | 9816-0 | Actinomyces sp identified:Prid:Pt:XXX:Nom:Organism specific culture | Conventional Culture Techniques
ACTH | Adrenocorticotropic Hormone, Plasma | 2141-0 | Corticotropin:MCnc:Pt:Plas:Qn: | Electrochemiluminescence Immunoassay
ACTHI | Adrenocorticotropic Hormone (ACTH) Immunostain, Technical Component Only | Order only;no result |  | Immunohistochemistry (IHC)
AD2AR | PrecivityAD2, Reflex to Apolipoprotein E, Plasma | Not Provided |  | Immunoprecipitation/Liquid Chromatography Tandem Mass Spectrometry (LC-MS/MS)
ADALP | Adalimumab Quantitative with Antibody, Serum | 99781-7 | Adalimumab & Adalimumab Ab panel:-:Pt:Ser/Plas:-:IA | Enzyme Linked Immunosorbent Assay (ELISA)
ADALX | Adalimumab Quantitative with Reflex to Antibody, Serum | 86894-3 | Adalimumab:MCnc:Pt:Ser/Plas:Qn:IA | Enzyme-Linked Immunosorbent Assay (ELISA)
ADAMP | ADAMTS13 Activity with Reflex Inhibitor Profile, Plasma | 53622-7 | von Willebrand factor cleaving protease actual/normal:RelCCnc:Pt:PPP:Qn:Chromo | ADAMS, ADMB: Fluorescence Resonance Energy Transfer (FRET) ADMI, AADAM: Technical Interpretation
ADAMS | ADAMTS13 Activity Assay, Plasma | 53622-7 | von Willebrand factor cleaving protease actual/normal:RelCCnc:Pt:PPP:Qn:Chromo | Fluorescence Resonance Energy Transfer (FRET)
ADEVL | Alzheimer Disease Evaluation, Spinal Fluid | 104134-2 | Dementia evaluation panel:-:Pt:CSF:-: | Electrochemiluminescent Immunoassay (ECLIA)
ADIC | Disseminated Intravascular Coagulation/Intravascular Coagulation and Fibrinolysis (DIC/ICF) Profile, Plasma | 98125-8 | Intravascular coagulation and fibrinolysis panel:-:Pt:^Patient:-: | PTSC, APTSC, TTSC: Optical Clot-Based CLFIB: Clauss DIMER: Latex Immunoassay (LIA) ADICI: Medical Interpretation
ADICI | Disseminated Intravascular Coagulation/Intravascular Coagulation and Fibrinolysis (DIC/ICF) Profile Interpretation | 69049-5 | Coagulation specialist review:Imp:Pt:XXX:Nar: | Only orderable as part of a profile. For more information see ADIC / Disseminated Intravascular Coagulation/Intravascular Coagulation and Fibrinolysis (DIC/ICF) Profile, Plasma. Medical Interpretation
ADLTX | Adulterants Survey, Chain of Custody, Random, Urine | 58715-4 | Adulterants panel:-:Pt:Urine:-: | Spectrophotometry
ADMA | Asymmetric Dimethylarginine, Plasma | 80981-4 | N,N-dimethylarginine:MCnc:Pt:Ser/Plas:Qn: | Liquid Chromatography-Tandem Mass Spectrometry (LC-MS/MS)
ADMB | ADAMTS13 Inhibitor Bethesda Titer, Plasma | 40824-5 | von Willebrand factor cleaving protease inhibitor:ACnc:Pt:PPP:Qn: | Only orderable as a reflex. For more information see ADAMP / ADAMTS13 Activity with Reflex Inhibitor Profile, Plasma. Fluorescence Resonance Energy Transfer (FRET)
ADMPU | Addiction Medicine Profile with Reflex, 22 Drug Classes, High Resolution Mass Spectrometry and Immunoassay Screen, Random, Urine | 12286-1 | Drugs identified:Prid:Pt:Urine:Nom:Screen | ADULT: Spectrophotometry PNRCH: Immunoassay followed by Gas Chromatography Mass Spectrometry (GC-MS) or Liquid Chromatography Tandem Mass Spectrometry (LC-MS/MS) as needed TOPSU, TABSU, TSTIM: Liquid Chromatography Tandem Mass Spectrometry, High-Resolution Accurate Mass (LC-MS/MS HRAM) ETGSR: Immunoassay followed by Liquid Chromatography Tandem Mass Spectrometry (LC-MS/MS) as needed NICOU: Liquid Chromatography Tandem Mass Spectrometry (LC-MS/MS)
ADNA1 | Double-Stranded DNA (dsDNA) Antibodies, IgG, Serum | 33799-8 | DNA double strand Ab.IgG:ACnc:Pt:Ser/Plas:Qn:IA | Enzyme-Linked Immunosorbent Assay (ELISA)
ADNAS | Anti-DNase B Titer, Serum | 5133-4 | DNAse B Ab.Streptococcal:ACnc:Pt:Ser:Qn: | Nephelometry
ADPKP | Focused Autosomal Dominant Polycystic Kidney Disease Gene Panel, Varies | 51966-0 | Genetic disease DNA analysis panel:-:Pt:Bld/Tiss:-:Molgen | Sequence Capture and Amplicon-Based Next-Generation Sequencing (NGS)
ADULT | Adulterants Survey, Random, Urine | 58714-7 | Oxidants:PrThr:Pt:Urine:Ord: | Spectrophotometry (SP)
ADV | Adenovirus Immunostain, Technical Component Only | Order only;no result |  | Immunohistochemistry (IHC)
AERMC | Aeromonas Culture, Feces | 30122-6 | Aeromonas sp:PrThr:Pt:XXX:Ord:Organism specific culture | Conventional Culture
AFH | Factor H Autoantibody, Serum | 101863-9 | Complement factor H Ab:ACnc:Pt:Ser/Plas:Qn:IA | Enzyme-Linked Immunosorbent Assay (ELISA)
AFOLR | Folate Receptor Alpha (FOLR1), Semi-Quantitative Immunohistochemistry, Manual | 105010-3 | Folate receptor alpha:Imp:Pt:Tiss:Nar:Immune stain | Immunohistochemistry (IHC)
AFP | Alpha-Fetoprotein (AFP) Tumor Marker, Serum | 53962-7 | Alpha-1-Fetoprotein.tumor marker:MCnc:Pt:Ser/Plas:Qn: | Immunoenzymatic Assay
AFPA | Alpha-Fetoprotein, Amniotic Fluid | 58735-2 | Alpha-1-fetoprotein panel:-:Pt:Amnio fld:-: | AFPA: Immunoenzymatic Assay ACHE_: Polyacrylamide Electrophoresis
AFPPT | Alpha-Fetoprotein (AFP), Peritoneal Fluid | 49761-0 | Alpha-1-Fetoprotein:MCnc:Pt:Periton fld:Qn: | Immunoenzymatic Assay
AFPSF | Alpha-Fetoprotein (AFP), Spinal Fluid | 1833-3 | Alpha-1-Fetoprotein:MCnc:Pt:CSF:Qn: | Immunoenzymatic Assay
AFSH | Alpha Follicle Stimulating Hormone Immunostain, Technical Component Only | Order only;no result |  | Immunohistochemistry (IHC)
AFTDP | Inherited Frontotemporal Dementia and Amyotrophic Lateral Sclerosis Gene Panel, Varies | 51966-0 | Genetic disease DNA analysis panel:-:Pt:Bld/Tiss:-:Molgen | Sequence Capture and Targeted Next-Generation Sequencing followed by Polymerase Chain Reaction (PCR) and Sanger Sequencing
AFXN | Friedreich Ataxia, Repeat Expansion Analysis, Varies | 21762-0 | FXN gene.GAA repeats:PrThr:Pt:Bld/Tiss:Ord:Molgen | Polymerase Chain Reaction (PCR)
AGABS | Alpha-Galactosidase, Blood Spot | 55908-8 | Alpha galactosidase A:CCnc:Pt:Bld.dot:Qn: | Fluorometric Enzyme Assay
AGAS | Alpha-Galactosidase, Serum | 1813-5 | Alpha galactosidase A:CCnc:Pt:Ser/Plas:Qn: | Fluorometric
AGAW | Alpha-Galactosidase, Leukocytes | 24049-9 | Alpha galactosidase A:CCnt:Pt:WBC:Qn: | Flow Injection Analysis-Tandem Mass Spectrometry
AGNTC | Anti-Glial/Neuronal Nuclear Antibody-Type 1 (AGNA-1) Titer, Spinal Fluid | 93455-5 | Glial nuclear type 1 Ab.IgG:Titr:Pt:CSF:Qn:IF | Only orderable as a reflex. For more information see: -DMC2 / Dementia, Autoimmune/Paraneoplastic Evaluation, Spinal Fluid -ENC2 / Encephalopathy, Autoimmune/Paraneoplastic Evaluation, Spinal Fluid -EPC2 / Epilepsy, Autoimmune/Paraneoplastic Evaluation, Spinal Fluid -MDC2 / Movement Disorder, Autoimmune/Paraneoplastic Evaluation, Spinal Fluid -MAC1 / Myelopathy, Autoimmune/Paraneoplastic Evaluation, Spinal Fluid Indirect Immunofluorescence Assay (IFA)
AGNTS | Anti-Glial/Neuronal Nuclear Antibody-Type 1 (AGNA-1) Titer, Serum | 94341-5 | Glial nuclear type 1 Ab.IgG:Titr:Pt:Ser:SemiQn:IF | Only orderable as a reflex. For more information see: -PAVAL / Paraneoplastic, Autoantibody Evaluation, Serum -DMS2 / Dementia, Autoimmune/Paraneoplastic Evaluation, Serum -ENS2 / Encephalopathy, Autoimmune/Paraneoplastic Evaluation, Serum -EPS2 / Epilepsy, Autoimmune/Paraneoplastic Evaluation, Serum -MDS2 / Movement Disorder, Autoimmune/Paraneoplastic Evaluation, Serum -MAS1 / Myelopathy, Autoimmune/Paraneoplastic Evaluation, Serum -AIAES / Axonal Neuropathy, Autoimmune/Paraneoplastic Evaluation, Serum Indirect Immunofluorescence Assay (IFA)
AGSTM | Additional Flow Stimulant, LPAGF (Bill Only) | Order only;no result |  | Flow Cytometry
AGU20 | Acylglycines, Quantitative, Random, Urine | 50334-2 | Acylglycines panel:MRto:Pt:Urine:-: | Gas Chromatography Mass Spectrometry (GC-MS)
AH50 | Alternative Complement Pathway, Functional, Serum | 74520-8 | Complement alternate pathway AH50 actual/normal:RelACnc:Pt:Ser:Qn:IA | Enzyme-Linked Immunosorbent Assay (ELISA)
AHDV | Hepatitis D Virus Total Antibodies, Serum | 40727-0 | Hepatitis D virus Ab:PrThr:Pt:Ser:Ord:IA | Enzyme Immunoassay (EIA)
AHEP | Acute Viral Hepatitis Profile, Serum | 24363-4 | Acute hepatitis 2000 panel:-:Pt:Ser:-: | HAIGM, HBAG, HBIM, HCVDX, HBGNT: Electrochemiluminescence Immunoassay (ECLIA) HCVQN: Real-Time Reverse Transcription-Polymerase Chain Reaction (RT-PCR)
AHLP | AudioloGene Hearing Loss Panel, Varies | 99972-2 | Hearing loss multigene analysis:Find:Pt:Bld/Tiss:Doc:Molgen | Sequence Capture and Amplicon-Based Targeted Next-Generation Sequencing, Polymerase Chain Reaction (PCR), Digital Droplet PCR (ddPCR), Sanger Sequencing, and Gene Dosage Analysis by Multiplex Ligation-Dependent Probe Amplification (MLPA)
AHUGP | Atypical Hemolytic Uremic Syndrome (aHUS)/Thrombotic Microangiopathy (TMA) /Complement 3 Glomerulopathy (C3G) Gene Panel, Varies | 99967-2 | Atypical hemolytic uremic syndrome multigene analysis:Find:Pt:Bld/Tiss:Doc:Molgen | Sequence Capture and Amplicon-Based Next-Generation Sequencing (NGS)
AIAES | Axonal Neuropathy, Autoimmune/Paraneoplastic Evaluation, Serum | 94695-4 | Axonal autoimmune Ab panel:-:Pt:Ser/Plas:-: | APBCS, CS2CS, LG1CS, AINCS, NFLCS, NFHCS, GFACS, IG5CS: Cell Binding Assay (CBA) AGN1S, AGNTS, AMPHS, APHTS, ANN1S, AN1TS, ANN3S, AN3TS, APBIS, APBTS, NIFIS, NIFTS, PCABP, PCAB2, PC1TS, PC2TS, GFAIS, GFATS, CRMTS, IG5TS: Indirect Immunofluorescence Assay (IFA) CRMWS; Western Blot (WB) AGNBS, AMIBS, AN1BS, PC1BS, AN2BS: Immunoblot (IB)
AIVC | Aldosterone, Inferior Vena Cava, Serum | 1763-2 | Aldosterone:MCnc:Pt:Ser/Plas:Qn: | Liquid Chromatography Tandem Mass Spectrometry (LC-MS/MS)
AK1 | Adenylate Kinase Enzyme Activity, Blood | 44051-1 | Adenylate kinase:CCnt:Pt:RBC:Qn: | Kinetic Spectrophotometry
AKC | Adenylate Kinase Enzyme Activity, Blood | 44051-1 | Adenylate kinase:CCnt:Pt:RBC:Qn: | Only available as part of a profile. For more information see: -HAEV1 / Hemolytic Anemia Evaluation, Blood -EEEV1 / Red Blood Cell (RBC) Enzyme Evaluation, Blood Kinetic Spectrophotometry (KS)
AL | Aluminum, Serum | 5574-9 | Aluminum:MCnc:Pt:Ser/Plas:Qn: | Dynamic-Reaction Cell Inductively-Coupled Plasma Mass Spectrometry (DRC-ICP-MS)
ALAD | Aminolevulinic Acid Dehydratase, Whole Blood | 12916-3 | Porphobilinogen synthase:CCnc:Pt:Bld:Qn: | Enzymatic End point/Spectrofluorometric
ALADW | Aminolevulinic Acid Dehydratase, Washed Erythrocytes | 2813-4 | Porphobilinogen synthase:CCnc:Pt:RBC:Qn: | Enzymatic End point/Spectrofluorometric
ALAGP | Alagille Syndrome Gene Panel, Varies | 51966-0 | Genetic disease DNA analysis panel:-:Pt:Bld/Tiss:-:Molgen | Sequence Capture and Next Generation Sequencing (NGS)
ALAUR | Aminolevulinic Acid, Urine | 34284-0 | Delta aminolevulinate:SCnc:Pt:Urine:Qn: | Liquid Chromatography Tandem Mass Spectrometry (LC-MS/MS)
ALAV | Aldosterone, Left Adrenal Vein, Serum | 1763-2 | Aldosterone:MCnc:Pt:Ser/Plas:Qn: | Liquid Chromatography Tandem Mass Spectrometry (LC-MS/MS)
ALB | Albumin, Serum | 1751-7 | Albumin:MCnc:Pt:Ser/Plas:Qn: | Photometric, Bromcresol Green
ALB24 | Albumin, 24 Hour, Urine | 1755-8 | Albumin:MRat:24H:Urine:Qn: | Immunoturbidity
ALBFL | Albumin, Body Fluid | 1747-5 | Albumin:MCnc:Pt:Body fld:Qn: | Colorimetric
ALBLI | Limited Bleeding Diathesis Profile Interpretation | 69049-5 | Coagulation specialist review:Imp:Pt:XXX:Nar: | Only orderable as part of a profile. For more information see ALBLD / Bleeding Diathesis Profile, Limited, Plasma. Medical Interpretation
ALBR | Albumin, Random, Urine | 9318-7 | Albumin/Creatinine:MRto:Pt:Urine:Qn: | RALB1: Immunoturbidity CRE2: Enzymatic Colorimetric Assay
ALBS1 | Albumin, Serum | 1751-7 | Albumin:MCnc:Pt:Ser/Plas:Qn: | Only orderable as part of profile. For more information see: SFIG / Cerebrospinal Fluid (CSF) IgG Index Profile, Serum and Spinal Fluid. Photometric
ALBSF | Albumin, Spinal Fluid | 1746-7 | Albumin:MCnc:Pt:CSF:Qn: | Nephelometry
ALC | Ethanol, Blood | 56478-1 | Ethanol:MCnc:Pt:Bld:Qn:GC | Headspace Gas Chromatography with Flame Ionization Detector (HSGC-FID)
ALCU | Aluminum/Creatinine Ratio, Urine | 13470-0 | Aluminum/Creatinine:MRto:Pt:Urine:Qn: | Only orderable as part of a profile. For more information see ALUCR / Aluminum/Creatinine Ratio, Random, Urine. Inductively Coupled Plasma Mass Spectrometry (ICP-MS)
ALCX | Ethanol, Chain of Custody, Blood | 56478-1 | Ethanol:MCnc:Pt:Bld:Qn:GC | Headspace Gas Chromatography with Flame Ionization Detector (HSGC-FID)
ALDEF | Alpha Defensin, Lateral Flow Assay, Synovial Fluid | 94718-4 | Alpha defensins 1+2+3:PrThr:Pt:Synv fld:Ord:IA | Lateral Flow Assay (LFA)
ALDG2 | Autoimmune Liver Disease Panel, Serum | 94700-2 | Liver diseases autoimmune Ab panel:-:Pt:Ser/Plas:-: | AMA: Enzyme Immunoassay (EIA) NAIFA, SMAS, SMAT: Indirect Immunofluorescence
ALDNA | Aldosterone with Sodium, 24 Hour, Urine | 94871-1 | Aldosterone & sodium panel:-:24H:Urine:Qn: | ALDU: Liquid Chromatography Tandem Mass Spectrometry (LC-MS/MS) NAU: Potentiometric, Indirect Ion-Selective Electrode (ISE)
ALDR | Grey Alder, IgE, Serum | 15284-3 | Alnus incana Ab.IgE:ACnc:Pt:Ser:Qn: | Fluorescence Enzyme Immunoassay (FEIA)
ALDS | Aldosterone, Serum | 1763-2 | Aldosterone:MCnc:Pt:Ser/Plas:Qn: | Liquid Chromatography Tandem Mass Spectrometry (LC-MS/MS)
ALDU | Aldosterone, 24 Hour, Urine | 1765-7 | Aldosterone:MRat:24H:Urine:Qn: | Liquid Chromatography Tandem Mass Spectrometry (LC-MS/MS)
ALFA | Alpha-Lactalbumin, IgE, Serum | 7445-0 | Lactalbumin alpha Ab.IgE:ACnc:Pt:Ser:Qn: | Fluorescence Enzyme Immunoassay (FEIA)
ALFP | Alpha-Fetoprotein (AFP) Immunostain, Technical Component Only | Order only;no result |  | Immunohistochemistry
ALGAL | Galactose-Alpha-1,3-Galactose (Alpha-Gal), IgE, Serum | 73837-7 | Galactose-alpha-1,3-galactose Ab.IgE:ACnc:Pt:Ser:Qn: | Fluorescence Enzyme Immunoassay (FEIA)
ALKI | Alkaline Phosphatase, Total and Isoenzymes, Serum | 24332-9 | Alkaline phosphatase isoenz panel:-:Pt:Ser/Plas:-: | ALP: Colorimetric ALKE: Electrophoresis
ALKLC | Anaplastic Lymphoma Kinase for Lung Cancer, Immunohistochemistry | 47303-3 | Anaplastic lymphoma kinase Ag:PrThr:Pt:Tiss:Ord:Immune stain | Immunohistochemistry (IHC)
ALLOI | Allo-isoleucine, Blood Spot | 94571-7 | Branched chain amino acid panel:-:Pt:Bld.dot:Qn: | Liquid Chromatography Tandem Mass Spectrometry (LC-MS/MS) Portions of this test are covered by patents held by Quest Diagnostics
ALM | Almond, IgE, Serum | 6019-4 | Prunus dulcis Ab.IgE:ACnc:Pt:Ser:Qn: | Fluorescence Enzyme Immunoassay (FEIA)
ALP | Alkaline Phosphatase, Serum | 6768-6 | Alkaline phosphatase:CCnc:Pt:Ser/Plas:Qn: | Colorimetric
ALPGP | Alport Syndrome Gene Panel, Varies | 51966-0 | Genetic disease DNA analysis panel:-:Pt:Bld/Tiss:-:Molgen | Sequence Capture Next-Generation Sequencing (NGS)/Sanger Sequencing
ALPS | Alpha Beta Double-Negative T Cells for Autoimmune Lymphoproliferative Syndrome, Blood | 101414-1 | Lymphocyte TCR alpha beta double negative subsets panel:-:Pt:Bld:-: | Flow Cytometry
ALPSG | Autoimmune Lymphoproliferative Syndrome (ALPS) Gene Panel, Varies | 103743-1 | Autoimmune lymphoproliferative syndrome multigene analysis:Find:Pt:XXX:Doc:Molgen | Sequence Capture and Targeted Next-Generation Sequencing (NGS)
ALS | Aldolase, Serum | 1761-6 | Aldolase:CCnc:Pt:Ser/Plas:Qn: | Photometric
ALT | Alanine Aminotransferase (ALT) (GPT), Serum | 1743-4 | Alanine aminotransferase:CCnc:Pt:Ser/Plas:Qn:With P-5'-P | Photometric Rate, L-Alanine with Pyridoxal-5-Phosphate
ALTN | Alternaria tenuis, IgE, Serum | 6020-2 | Alternaria alternata Ab.IgE:ACnc:Pt:Ser:Qn: | Fluorescence Enzyme Immunoassay (FEIA)
ALU | Aluminum, 24 Hour, Urine | 26707-0 | Aluminum:MRat:24H:Urine:Qn: | Dynamic Reaction Cell Inductively Coupled Plasma Mass Spectrometry (DRC-ICP-MS)
ALUCR | Aluminum/Creatinine Ratio, Random, Urine | 13470-0 | Aluminum/Creatinine:MRto:Pt:Urine:Qn: | ALCU: Inductively Coupled Plasma Mass Spectrometry (ICP-MS) CRETR: Enzymatic Colorimetric Assay
ALUPI | Lupus Anticoagulant Profile, Technical Interpretation | 75882-1 | Lupus anticoagulant three screening tests W Reflex:Imp:Pt:PPP:Nom:Coag | Only orderable as part of a profile. For more information see ALUPP / Lupus Anticoagulant Profile, Plasma. Technical Interpretation
ALUPO | Lupus Anticoagulant Profile Interpretation | 75882-1 | Lupus anticoagulant three screening tests W Reflex:Imp:Pt:PPP:Nom:Coag | Only orderable as a reflex. For more information see ALUPP / Lupus Anticoagulant Profile, Plasma. Medical Interpretation
ALUPP | Lupus Anticoagulant Profile, Plasma | 75881-3 | Lupus anticoagulant three screening tests W Reflex panel:-:Pt:PPP:-:Coag | PTSC, APTSC, DRV1: Optical Clot-Based
AMA | Mitochondrial Antibodies (M2), Serum | 51715-1 | Mitochondria M2 Ab:ACnc:Pt:Ser:Qn:IA | Enzyme Immunoassay (EIA)
AMBF | Amylase, Body Fluid | 1795-4 | Amylase:CCnc:Pt:Body fld:Qn: | Enzymatic Colorimetric
AMGEN | Mycoplasma genitalium, Transcription-Mediated Amplification, Urine or Urogenital Swab | 100706-1 | Mycoplasma genitalium:rRNA:PrThr:Pt:XXX:Ord:Probe.amp.tar | Transcription-Mediated Amplification
AMH1 | Antimullerian Hormone, Serum | 83104-0 | Mullerian inhibiting substance:MCnc:Pt:Ser/Plas:Qn:IA | Electrochemiluminescent Immunoassay (ECLIA)
AMIO | Amiodarone, Serum | 55152-3 | Amiodarone & Desethylamiodarone panel:MCnc:Pt:Ser/Plas:Qn: | Liquid Chromatography Mass Spectrometry (LC-MS/MS)
AMISO | Amylase, Isoenzymes, Serum | 24333-7 | Amylase isoenz 3 panel:-:Pt:Ser/Plas:Qn: | AMYSE, AMYPA: Colorimetric Rate Reaction AMYSA: Calculation
AMLAF | Acute Myeloid Leukemia (AML), FISH, Adult, Varies | 102103-9 | Acute myeloid leukemia panel:-:Pt:Bld/Tiss:-:FISH | Fluorescence In Situ Hybridization (FISH)
AMLMF | Acute Myeloid Leukemia (AML), Specified FISH, Varies | 102103-9 | Acute myeloid leukemia panel:-:Pt:Bld/Tiss:-:FISH | Fluorescence In Situ Hybridization (FISH)
AMLPC | Amylase, Pancreatic Cyst Fluid | 48996-3 | Amylase.pancreatic:CCnc:Pt:Body fld:Qn: | Substrate Kinetic
AMLPF | Acute Myeloid Leukemia (AML), FISH, Pediatric, Varies | 102103-9 | Acute myeloid leukemia panel:-:Pt:Bld/Tiss:-:FISH | Fluorescence In Situ Hybridization (FISH)
AMMO | Ammonium, 24 Hour, Urine | 25308-8 | Ammonia:SRat:24H:Urine:Qn: | Enzymatic
AMOBS | Amobarbital, Serum | 3338-1 | Amobarbital:MCnc:Pt:Ser/Plas:Qn: | Gas Chromatography Mass Spectrometry (GC-MS)
AMOXY | Amoxicillin, IgE, Serum | 6829-6 | Amoxicillin Ab.IgE:ACnc:Pt:Ser:Qn: | Fluorescence Enzyme Immunoassay (FEIA)
AMP | Ampicillin, IgE, Serum | 6712-4 | Ampicillin Ab.IgE:ACnc:Pt:Ser:Qn: | Fluorescence Enzyme Immunoassay (FEIA)
AMPHM | Amphetamine-Type Stimulants Confirmation, Meconium | 69021-4 | Amphetamines panel:-:Pt:Meconium:-:Confirm | Liquid Chromatography-Tandem Mass Spectrometry (LC-MS/MS)
AMPHU | Amphetamines Confirmation, Random, Urine | 97161-4 | Amphetamines panel:-:Pt:Urine:-:Confirm | Liquid Chromatography Tandem Mass Spectrometry (LC-MS/MS)
AMPHX | Amphetamines Confirmation, Chain of Custody, Random, Urine | 97161-4 | Amphetamines panel:-:Pt:Urine:-:Confirm | Immunoassay/Liquid Chromatography Tandem Mass Spectrometry (LC-MS/MS)
AMPIP | Amyloid Protein Identification, Paraffin, Mass Spectrometry | 101405-9 | Amyloid protein:Find:Pt:Tiss:Doc:Congo red stain+LC/MS/MS | Histological Stain/Liquid Chromatography Tandem Mass Spectrometry (LC-MS/MS)
AMPMX | Amphetamine-Type Stimulants Confirmation, Chain of Custody, Meconium | 69021-4 | Amphetamines panel:-:Pt:Meconium:-:Confirm | Liquid Chromatography Tandem Mass Spectrometry (LC-MS/MS)
AMS | Amylase, Total, Serum | 1798-8 | Amylase:CCnc:Pt:Ser/Plas:Qn: | Colorimetric Rate Reaction
AMTRP | Amitriptyline and Nortriptyline, Serum | 43106-4 | Amitriptyline & Nortriptyline panel:-:Pt:Ser/Plas:Qn: | Liquid Chromatography Tandem Mass Spectrometry (LC-MS/MS)
AMYPI | Amyloid P (SAP) Immunostain, Technical Component Only | Order only;no result |  | Immunohistochemistry (IHC)
AMYR | Beta-Amyloid Ratio (1-42/1-40), Spinal Fluid | 98485-6 | Amyloid beta 42 peptide/Amyloid beta 40 peptide:MRto:Pt:CSF:Qn: | Chemiluminescent Immunoassay/Calculation
AN1TC | Antineuronal Nuclear Antibody-Type 1 (ANNA-1) Titer, Spinal Fluid | 94356-3 | Neuronal nuclear type 1 Ab.IgG:Titr:Pt:CSF:SemiQn:IF | Only orderable as a reflex. For more information see: -DMC2 / Dementia, Autoimmune/Paraneoplastic Evaluation, Spinal Fluid -ENC2 / Encephalopathy, Autoimmune/Paraneoplastic Evaluation, Spinal Fluid -EPC2 / Epilepsy, Autoimmune/Paraneoplastic Evaluation, Spinal Fluid -MDC2 / Movement Disorder, Autoimmune/Paraneoplastic Evaluation, Spinal Fluid -MAC1 / Myelopathy, Autoimmune/Paraneoplastic Evaluation, Spinal Fluid -PCDEC / Pediatric Autoimmune Encephalopathy/CNS Disorder Evaluation, Spinal Fluid Indirect Immunofluorescence Assay (IFA)
AN1TS | Antineuronal Nuclear Antibody-Type 1 (ANNA-1) Titer, Serum | 94342-3 | Neuronal nuclear type 1 Ab.IgG:Titr:Pt:Ser:SemiQn:IF | Only orderable as a reflex. For more information see: -AIAES / Axonal Neuropathy, Autoimmune/Paraneoplastic Evaluation, Serum -DMS2 / Dementia, Autoimmune/Paraneoplastic Evaluation, Serum -DYS2 / Dysautonomia, Autoimmune/Paraneoplastic Evaluation, Serum -ENS2 / Encephalopathy, Autoimmune/Paraneoplastic Evaluation, Serum -EPS2 / Epilepsy, Autoimmune/Paraneoplastic Evaluation, Serum -GID2 / Gastrointestinal Dysmotility, Autoimmune/Paraneoplastic Evaluation, Serum -MAS1 / Myelopathy, Autoimmune/Paraneoplastic Evaluation, Serum -MDS2 / Movement Disorder, Autoimmune/Paraneoplastic Evaluation, Serum -PAVAL / Paraneoplastic, Autoantibody Evaluation, Serum -PCDES / Pediatric Autoimmune Encephalopathy/CNS Disorder Evaluation, Serum Indirect Immunofluorescence Assay (IFA)
AN2TC | Antineuronal Nuclear Antibody Type 2 (ANNA-2) Titer, Spinal Fluid | 94357-1 | Neuronal nuclear type 2 Ab.IgG:Titr:Pt:CSF:SemiQn:IF | Only orderable as a reflex. For more information see: -DMC2 / Dementia, Autoimmune/Paraneoplastic Evaluation, Spinal Fluid -ENC2 / Encephalopathy, Autoimmune/Paraneoplastic Evaluation, Spinal Fluid -EPC2 / Epilepsy, Autoimmune/Paraneoplastic Evaluation, Spinal Fluid -MDC2 / Movement Disorder, Autoimmune/Paraneoplastic Evaluation, Spinal Fluid -MAC1 / Myelopathy, Autoimmune/Paraneoplastic Evaluation, Spinal Fluid Indirect Immunofluorescence Assay (IFA)
AN2TS | Antineuronal Nuclear Antibody Type 2 (ANNA-2) Titer, Serum | 94343-1 | Neuronal nuclear type 2 Ab.IgG:Titr:Pt:Ser:SemiQn:IF | Only orderable as a reflex. For more information see: -PAVAL / Paraneoplastic, Autoantibody Evaluation, Serum -DMS2 / Dementia, Autoimmune/Paraneoplastic Evaluation, Serum -ENS2 / Encephalopathy, Autoimmune/Paraneoplastic Evaluation, Serum -EPS2 / Epilepsy, Autoimmune/Paraneoplastic Evaluation, Serum -MDS2 / Movement Disorder, Autoimmune/Paraneoplastic Evaluation, Serum -MAS1 / Myelopathy, Autoimmune/Paraneoplastic Evaluation, Serum Indirect Immunofluorescence Assay (IFA)
AN3TC | Antineuronal Nuclear Antibody Type 3 (ANNA-3) Titer, Spinal Fluid | 94358-9 | Neuronal nuclear type 3 Ab.IgG:Titr:Pt:CSF:SemiQn:IF | Only orderable as a reflex. For more information see: -DMC2 / Dementia, Autoimmune/Paraneoplastic Evaluation, Spinal Fluid -ENC2 / Encephalopathy, Autoimmune/Paraneoplastic Evaluation, Spinal Fluid -EPC2 / Epilepsy, Autoimmune/Paraneoplastic Evaluation, Spinal Fluid -MDC2 / Movement Disorder, Autoimmune/Paraneoplastic Evaluation, Spinal Fluid -MAC1 / Myelopathy, Autoimmune/Paraneoplastic Evaluation, Spinal Fluid Indirect Immunofluorescence Assay (IFA)
AN3TS | Antineuronal Nuclear Antibody Type 3 (ANNA-3) Titer, Serum | 94344-9 | Neuronal nuclear type 3 Ab.IgG:Titr:Pt:Ser:SemiQn:IF | Only orderable as a reflex. For more information see: -PAVAL / Paraneoplastic, Autoantibody Evaluation, Serum -DMS2 / Dementia, Autoimmune/Paraneoplastic Evaluation, Serum -ENS2 / Encephalopathy, Autoimmune/Paraneoplastic Evaluation, Serum -EPS2 / Epilepsy, Autoimmune/Paraneoplastic Evaluation, Serum -MDS2 / Movement Disorder, Autoimmune/Paraneoplastic Evaluation, Serum -AIAES / Axonal Neuropathy, Autoimmune/Paraneoplastic Evaluation, Serum -MAS1 / Myelopathy, Autoimmune/Paraneoplastic Evaluation, Serum Indirect Immunofluorescence Assay (IFA)
ANA2 | Antinuclear Antibodies (ANA), Serum | 94875-2 | Nuclear Ab.IgG:ACnc:Pt:Ser/Plas:Qn:IA | Enzyme-Linked Immunosorbent Assay (ELISA)
ANAE | Bacterial Culture, Anaerobic, Varies | 635-3 | Bacteria:Prid:Pt:XXX:Nom:Anaerobic culture | Conventional Culture Technique
ANAES | Bacterial Culture, Anaerobic with Antimicrobial Susceptibilities, Varies | 635-3 | Bacteria:Prid:Pt:XXX:Nom:Anaerobic culture | Conventional Culture Technique with Minimal Inhibitory Concentration (MIC) by Agar Dilution (if appropriate)
ANAP | Anaplasma phagocytophilum (Human Granulocytic Ehrlichiosis) Antibody, Serum | 23877-4 | Anaplasma phagocytophilum Ab.IgG:Titr:Pt:Ser:SemiQn:IF | Immunofluorescence Assay (IFA)
ANCA | Cytoplasmic Neutrophil Antibodies, Serum | 87427-1 | Neutrophil cytoplasmic Ab panel:-:Pt:Ser:-:IF | Indirect Immunofluorescence (IIF)
ANCA2 | Cytoplasmic Neutrophil Antibodies, Inflammatory Bowel Disease Panel, Serum | 17355-9 | Neutrophil cytoplasmic Ab.IgG:PrThr:Pt:Ser:Ord: | Only orderable as part of a profile. For more information see IBDP2 / Inflammatory Bowel Disease Serology Panel, Serum. Indirect Immunofluorescent Assay (IFA)
ANCH | Anchovy, IgE, Serum | 7079-7 | Engraulis encrasicolus Ab.IgE:ACnc:Pt:Ser:Qn: | Fluorescence Enzyme Immunoassay (FEIA)
ANIDE | Organism Referred for Identification, Anaerobic Bacteria | 20878-5 | Bacteria:Prid:Pt:Isolate:Nom:Anaerobic culture | Dependent on organism submitted, 1 or more of the following methods will be used: Media, Aero Tolerance Testing, Conventional Biochemical Tests, Matrix-Assisted Laser Desorption/Ionization Time-of-Flight (MALDI-TOF) Mass Spectrometry, or 16S RNA Gene Sequencing
ANISP | Anisakis, Parasite, IgE, Serum | 10919-9 | Anisakis Ab.IgE:ACnc:Pt:Ser:Qn: | Fluorescence Enzyme Immunoassay (FEIA)
ANNEX | Annexin-1 Immunostain, Technical Component Only | Order only;no result |  | Immunohistochemistry
ANSE | Anise, IgE, Serum | 7081-3 | Pimpinella anisum Ab.IgE:ACnc:Pt:Ser:Qn: | Fluorescence Enzyme Immunoassay (FEIA)
ANST | Androstenedione, Serum | 1854-9 | Androstenedione:MCnc:Pt:Ser/Plas:Qn: | Liquid Chromatography Tandem Mass Spectrometry (LC-MS/MS)
APBCC | Adaptor Protein 3 Beta2 (AP3B2) Antibody, Cell-Binding Assay, Spinal Fluid | 101907-4 | Adaptor Protein 3 Beta2 Ab.IgG:PrThr:Pt:XXX:Ord: | Only orderable as part of a profile. For more information see MAC1 / Myelopathy, Autoimmune/Paraneoplastic Evaluation, Spinal Fluid Cell-Binding Assay (CBA)
APBCS | Adaptor Protein 3 Beta2 (AP3B2) Antibody, Cell-Binding Assay, Serum | 101907-4 | Adaptor Protein 3 Beta2 Ab.IgG:PrThr:Pt:XXX:Ord: | Only orderable as a reflex. For more information see: -AIAES / Axonal Neuropathy, Autoimmune/Paraneoplastic Evaluation, Serum -DYS2 / Dysautonomia, Autoimmune/Paraneoplastic Evaluation, Serum -GID2 / Gastrointestinal Dysmotility, Autoimmune/Paraneoplastic Evaluation, Serum -MAS1 / Myelopathy, Autoimmune/Paraneoplastic Evaluation, Serum -MDS2 / Movement Disorder, Autoimmune/Paraneoplastic Evaluation, Serum Cell-Binding Assay (CBA)
APBTC | Adaptor Protein 3 Beta2 (AP3B2) Antibody, Tissue Immunofluorescence Titer, Spinal Fluid | 101908-2 | Adaptor Protein 3 Beta2 Ab:Titr:Pt:XXX:SemiQn: | Only orderable as part of a profile. For more information see: -MAC1 / Myelopathy, Autoimmune/Paraneoplastic Evaluation, Spinal Fluid -MDC2 / Movement Disorder, Autoimmune/Paraneoplastic Evaluation, Spinal Fluid Indirect Immunofluorescence Assay (IFA)
APBTS | Adaptor Protein 3 Beta2 (AP3B2) Antibody, Tissue Immunofluorescence Titer, Serum | 101908-2 | Adaptor Protein 3 Beta2 Ab:Titr:Pt:XXX:SemiQn: | Only orderable as a reflex. For more information see: -AIAES / Axonal Neuropathy, Autoimmune/Paraneoplastic Evaluation, Serum -DYS2 / Dysautonomia, Autoimmune/Paraneoplastic Evaluation, Serum -GID2 / Gastrointestinal Dysmotility, Autoimmune/Paraneoplastic Evaluation, Serum -MAS1 / Myelopathy, Autoimmune/Paraneoplastic Evaluation, Serum Indirect Immunofluorescence Assay (IFA)
APCRR | Activated Protein C Resistance V, with Reflex to Factor V Leiden, Blood and Plasma | 13590-5 | Activated protein C resistance:TRto:Pt:PPP:Qn:Coag | Optical Clot-Based
APCRV | Activated Protein C Resistance V (APCRV), Plasma | 13590-5 | Activated protein C resistance:TRto:Pt:PPP:Qn:Coag | Optical Clot-Based
APGH | Alpha-Subunit Pituitary Tumor Marker, Serum | 14170-5 | Pituitary glycoprotein hormone.alpha subunit:MCnc:Pt:Ser:Qn: | Immunochemiluminescent Assay
APGP | Acute Porphyria Gene Panel, Varies | 105344-6 | Acute porphyria multigene analysis:Find:Pt:Bld/Tiss:Doc:Molgen | Sequence Capture and Targeted Next-Generation Sequencing (NGS) followed by Polymerase Chain Reaction (PCR) and Sanger Sequencing
APHTC | Amphiphysin Antibody Titer Assay, Spinal Fluid | 94354-8 | Amphiphysin Ab.IgG Titr:Pt:CSF:SemiQn:IF | Only orderable as a reflex. For more information see: -DMC2 / Dementia, Autoimmune/Paraneoplastic Evaluation, Spinal Fluid -ENC2 / Encephalopathy, Autoimmune/Paraneoplastic Evaluation, Spinal Fluid -EPC2 / Epilepsy, Autoimmune/Paraneoplastic Evaluation, Spinal Fluid -MDC2 / Movement Disorder, Autoimmune/Paraneoplastic Evaluation, Spinal Fluid -MAC1 / Myelopathy, Autoimmune/Paraneoplastic Evaluation, Spinal Fluid -SPPC / Stiff-Person Spectrum Disorders Evaluation, including Progressive Encephalomyelitis with Rigidity and Myoclonus, Spinal Fluid Indirect Immunofluorescence Assay (IFA)
APHTS | Amphiphysin Antibody Titer Assay, Serum | 94340-7 | Amphiphysin Ab.IgG Titr:Pt:Ser:SemiQn:IF | Only orderable as a reflex. For more information see: -PAVAL / Paraneoplastic, Autoantibody Evaluation, Serum -DMS2 / Dementia, Autoimmune/Paraneoplastic Evaluation, Serum -ENS2 / Encephalopathy, Autoimmune/Paraneoplastic Evaluation, Serum -EPS2 / Epilepsy, Autoimmune/Paraneoplastic Evaluation, Serum -MDS2 / Movement Disorder, Autoimmune/Paraneoplastic Evaluation, Serum -MAS1 / Myelopathy, Autoimmune/Paraneoplastic Evaluation, Serum -SPPS / Stiff-Person Spectrum Disorders Evaluation, including Progressive Encephalomyelitis with Rigidity and Myoclonus, Serum -AIAES / Axonal Neuropathy, Autoimmune/Paraneoplastic Evaluation, Serum Indirect Immunofluorescence Assay (IFA)
APIN | Australian Pine, IgE, Serum | 6032-7 | Casuarina equisetifolia Ab.IgE:ACnc:Pt:Ser:Qn: | Fluorescence Enzyme Immunoassay (FEIA)
APIVC | Aldosterone, Inferior Vena Cava, Plasma | 1763-2 | Aldosterone:MCnc:Pt:Ser/Plas:Qn: | Liquid Chromatography Tandem Mass Spectrometry (LC-MS/MS)
APIXA | Apixaban, Anti-Xa, Plasma | 74214-8 | Apixaban:MCnc:Pt:PPP:Qn:Chromo | Chromogenic Assay
APLAV | Aldosterone, Left Adrenal Vein, Plasma | 1763-2 | Aldosterone:MCnc:Pt:Ser/Plas:Qn: | Liquid Chromatography-Tandem Mass Spectrometry (LC-MS/MS)
APMSC | Activated Partial Thromboplastin Time (APTT) Mix 1:1, Plasma | 5946-9 | Coagulation surface induced.factor substitution^immediately after addition of normal plasma:Time:Pt:PPP:Qn:Coag | Only orderable as a reflex. For more information see: ALUPP / Lupus Anticoagulant Profile, Plasma ALBLD / Bleeding Diathesis Profile, Limited, Plasma AATHR / Thrombophilia Profile, Plasma APROL / Prolonged Clot Time Profile, Plasma ADIC / Disseminated Intravascular Coagulation/Intravascular Coagulation and Fibrinolysis (DIC/ICF) Profile, Plasma Optical Clot-Based
APOA1 | Apolipoprotein A1, Serum | 1869-7 | Apolipoprotein A-I:MCnc:Pt:Ser/Plas:Qn: | Automated Turbidimetric Immunoassay
APOAB | Apolipoprotein A1 and B, Serum | 55724-9 | Apolipoprotein A-I & A-II & B & C panel:MCnc:Pt:Ser/Plas:Qn: | Automated Turbidimetric Immunoassay
APOEG | Apolipoprotein E Genotyping, Blood | 42315-2 | APOE gene alleles e2 & e3 & e4:Prid:Pt:Bld/Tiss:Nom:Molgen | Polymerase Chain Reaction (PCR) including Restriction Digest
APOL1 | APOL1 Genotype, Varies | 104664-8 | APOL1:Geno:Pt:Bld/Tiss/Sal:Nom:Molgen | Real-Time Polymerase Chain Reaction (PCR) with Allelic Discrimination Analysis
APOLB | Apolipoprotein B, Serum | 1884-6 | Apolipoprotein B:MCnc:Pt:Ser/Plas:Qn: | Automated Turbidimetric Immunoassay
APPI | Amyloid Precursor Protein (APP) Immunostain, Technical Component Only | Order only;no result |  | Immunohistochemistry (IHC)
APPL | Apple, IgE, Serum | 6021-0 | Malus sylvestris Ab.IgE:ACnc:Pt:Ser:Qn: | Fluorescence Enzyme Immunoassay (FEIA)
APR | Apricot, IgE, Serum | 7091-2 | Prunus armeniaca Ab.IgE:ACnc:Pt:Ser:Qn: | Fluorescence Enzyme Immunoassay (FEIA)
APRAV | Aldosterone, Right Adrenal Vein, Plasma | 1763-2 | Aldosterone:MCnc:Pt:Ser/Plas:Qn: | Liquid Chromatography Tandem Mass Spectrometry (LC-MS/MS)
APRI | Prolonged Clot Time Profile Interpretation | 69049-5 | Coagulation specialist review:Imp:Pt:XXX:Nar: | Only orderable as part of a profile. For more information see APROL / Prolonged Clot Time Profile, Plasma. Medical Interpretation
APROL | Prolonged Clot Time Profile, Plasma | 98125-8 | Intravascular coagulation and fibrinolysis panel:-:Pt:^Patient:-: | ARPI: Medical Interpretation PTSC, APTSC, DRV1, TTSC, GBETH, 5BETH, 8BETH, 9BETH, F8IS, FACTV, F_2, F_7, F_9, F_10, F_11, F_12, F8A, RTSC, PNP, APMSC, PTMSC, PTFIB, DRV2, DRV3: Optical Clot-Based CLFIB: Clauss DIMER, SOLFM: Latex Immunoassay (LIA) CH9, CHF8: Chromogenic HEXLA: Spectrophotometric
APTSC | Activated Partial Thromboplastin Time (APTT), Plasma | 14979-9 | Coagulation surface induced:Time:Pt:PPP:Qn:Coag | Only orderable as part of a special coagulation profile or as a reflex. For more information see: ALUPP / Lupus Anticoagulant Profile, Plasma ALBLD / Bleeding Diathesis Profile, Limited, Plasma AATHR / Thrombophilia Profile, Plasma and Whole Blood APROL / Prolonged Clot Time Profile, Plasma ADIC / Disseminated Intravascular Coagulation/Intravascular Coagulation and Fibrinolysis (DIC/ICF) Profile, Plasma Optical Clot-Based
APTTP | Activated Partial Thromboplastin Time, Plasma | 14979-9 | Coagulation surface induced:Time:Pt:PPP:Qn:Coag | Coagulometric (Turbidimetric)
ARAV | Aldosterone, Right Adrenal Vein, Serum | 1763-2 | Aldosterone:MCnc:Pt:Ser/Plas:Qn: | Liquid Chromatography Tandem Mass Spectrometry (LC-MS/MS)
ARBI | Acetylcholine Receptor (Muscle AChR) Binding Antibody, Serum | 97558-1 | Acetylcholine receptor binding Ab.IgG+IgM:SCnc:Pt:Ser:Qn:IA | Radioimmunoassay (RIA)
ARBOP | Arbovirus Antibody Panel, IgG and IgM, Serum | 49093-8 | Arbovirus Ab.IgG & IgM panel:-:Pt:Ser:-:IF | Immunofluorescence Assay (IFA)
AREC | Androgen Receptor Immunostain, Technical Component Only | Order only;no result |  | Immunohistochemistry (IHC)
ARGIN | Arginase-1 Immunostain, Technical Component Only | Order only;no result |  | Immunohistochemistry (IHC)
ARSAW | Arylsulfatase A, Leukocytes | 24078-8 | Cerebroside sulfatase:CCnt:Pt:WBC:Qn: | Colorimetric Enzyme Assay
ARSBB | Arylsulfatase B, Blood Spot | 55912-0 | Arylsulfatase:CCnc:Pt:Bld.dot:Qn: | Liquid Chromatography Tandem Mass Spectrometry (LC-MS/MS)
ARSBW | Arylsulfatase B, Leukocytes | 24094-5 | N-Acetylgalactosamine-4-Sulfatase:CCnt:Pt:WBC:Qn: | Liquid Chromatography Tandem Mass Spectrometry (LC-MS/MS)
ARSU | Arylsulfatase A, 24 Hour, Urine | 42726-0 | Cerebroside sulfatase:CCnc:24H:Urine:Qn: | Colorimetric, Enzyme Assay
ARVGG | Arrhythmogenic Cardiomyopathy Gene Panel, Varies | 51966-0 | Genetic disease DNA analysis panel:-:Pt:Bld/Tiss:-:Molgen | Sequence Capture and Targeted Next-Generation Sequencing followed by Polymerase Chain Reaction (PCR) and Sanger Sequencing
ASB | Arsenic, Blood | 5583-0 | Arsenic:MCnc:Pt:Bld:Qn: | Triple Quadrupole Inductively Coupled Plasma Mass Spectrometry (ICP-MS/MS)
ASCL1 | Achaete-Scute Homolog 1 (ASCL1) Immunostain, Technical Component Only | Order only;no result |  | Immunohistochemistry (IHC)
ASCRI | Ascaris, IgE, Serum | 6022-8 | Ascaris sp Ab.IgE:ACnc:Pt:Ser:Qn: | Fluorescence Enzyme Immunoassay (FEIA)
ASCU | Arsenic/Creatinine Ratio, Urine | 13463-5 | Arsenic/Creatinine:MRto:Pt:Urine:Qn: | Only orderable as part of profile. For more information see: -ASUCR / Arsenic/Creatinine Ratio, with Reflex, Random, Urine -HMUCR / Heavy Metal/Creatinine Ratio, with Reflex, Random, Urine Triple-Quadrupole Inductively Coupled Plasma Mass Spectrometry (ICP-MS/MS)
ASHA | Arsenic, Hair | 5584-8 | Arsenic:MCnt:Pt:Hair:Qn: | Inductively Coupled Plasma-Mass Spectrometry (ICP-MS)
ASHW | White Ash, IgE, Serum | 6278-6 | Fraxinus americana Ab.IgE:ACnc:Pt:Ser:Qn: | Fluorescence Enzyme Immunoassay (FEIA)
ASMW | Acid Sphingomyelinase, Leukocytes | 24101-8 | Acid sphingomyelinase:CCnt:Pt:WBC:Qn: | Flow Injection Analysis-Tandem Mass Spectrometry (FIA-MS/MS)
ASNA | Arsenic, Nails | 8157-0 | Arsenic:MCnt:Pt:Nail:Qn: | Inductively Coupled Plasma-Mass Spectrometry (ICP-MS)
ASO | Antistrep-O Titer, Serum | 5370-2 | Streptolysin O Ab:ACnc:Pt:Ser/Plas:Qn: | Nephelometry
ASOU | Arsenic Occupational Exposure, Random, Urine | 13463-5 | Arsenic/Creatinine:MRto:Pt:Urine:Qn: | Only orderable as part of profile. For more information see: -ASUOE / Arsenic Occupational Exposure with Reflex, Random, Urine -HMUOE / Heavy Metal Occupational Exposure, with Reflex, Random, Urine Triple-Quadrupole Inductively Coupled Plasma Mass Spectrometry (ICP-MS/MS)
ASP | Aspergillus fumigatus, IgE, Serum | 6025-1 | Aspergillus fumigatus Ab.IgE:ACnc:Pt:Ser:Qn: | Fluorescence Enzyme Immunoassay (FEIA)
ASPAG | Aspergillus (Galactomannan) Antigen, Serum | 44357-2 | Galactomannan Ag:ACnc:Pt:Ser/Plas:Qn:IA | Enzyme Immunoassay (EIA)
ASPAR | Asparagus, IgE, Serum | 7099-5 | Asparagus officinalis Ab.IgE:ACnc:Pt:Ser:Qn: | Fluorescence Enzyme Immunoassay (FEIA)
ASPBA | Aspergillus Antigen, Bronchoalveolar Lavage | 62467-6 | Galactomannan Ag:ACnc:Pt:XXX:Qn:IA | Enzyme Immunoassay (EIA)
ASPG | Aspergillus niger, IgE, Serum | 6830-4 | Aspergillus niger Ab.IgE:ACnc:Pt:Ser:Qn: | Fluorescence Enzyme Immunoassay (FEIA)
AST | Aspartate Aminotransferase (AST) (GOT), Serum | 30239-8 | Aspartate aminotransferase:CCnc:Pt:Ser/Plas:Qn:With P-5'-P | Photometric Rate, L-Aspartate with Pyridoxyl-5-Phosphate
ASU24 | Arsenic with Reflex, 24 Hour, Urine | 5587-1 | Arsenic:MRat:24H:Urine:Qn: | Triple-Quadrupole Inductively Coupled Plasma Mass Spectrometry (ICP-MS/MS)
ASUCR | Arsenic/Creatinine, Ratio, with Reflex, Random, Urine | 13463-5 | Arsenic/Creatinine:MRto:Pt:Urine:Qn: | ASCU: Triple-Quadrupole Inductively Coupled Plasma Mass Spectrometry (ICP-MS/MS) CRETR: Enzymatic Colorimetric Assay
ASUOE | Arsenic Occupational Exposure, with Reflex, Random, Urine | 13463-5 | Arsenic/Creatinine:MRto:Pt:Urine:Qn: | ASOU: Triple-Quadrupole Inductively Coupled Plasma Mass Spectrometry (ICP-MS/MS) CRETR: Enzymatic Colorimetric Assay
ASYN | Alpha Synuclein Immunostain, Technical Component Only | Order only;no result |  | Immunohistochemistry (IHC)
ATAXP | Inherited Ataxia Gene Panel, Varies | 51966-0 | Genetic disease DNA analysis panel:-:Pt:Bld/Tiss:-:Molgen | Sequence Capture and Targeted Next-Generation Sequencing followed by Polymerase Chain Reaction (PCR) and Sanger Sequencing
ATHAL | Alpha-Globin Gene Analysis, Varies | 90040-7 | Alpha globin gene cluster & HS-40 region deletion+duplication:Find:Pt:Bld/Tiss:Doc:Molgen | Dosage Analysis by Polymerase Chain Reaction (PCR)/Multiplex Ligation-Dependent Probe Amplification (MLPA)/Luminex Technology
ATHL | Alpha-Globin Gene Analysis | 90040-7 | Alpha globin gene cluster & HS-40 region deletion+duplication:Find:Pt:Bld/Tiss:Doc:Molgen | Only orderable as part of a profile. For more information see ATHAL / Alpha-Globin Gene Analysis.
ATR | Isoagglutinin Titer, Anti-A, Serum | 38358-8 | A Ab:Titr:Pt:Ser/Plas:SemiQn:Antihuman globulin | Hemagglutination
ATRX | ATRX Immunostain, Technical Component Only | Order only;no result |  | Immunohistochemistry (IHC)
ATTF | Antithrombin Activity, Plasma | 27811-9 | Antithrombin actual/Normal:RelCCnc:Pt:PPP:Qn:Chromo | Chromogenic Assay
ATTI | Antithrombin Antigen, Plasma | 27812-7 | Antithrombin Ag actual/Normal:RelMCnc:Pt:PPP:Qn:IA | Latex Immunoassay (LIA)
AUPU | Aureobasidium pullulans, IgE, Serum | 6029-3 | Aureobasidium pullulans Ab.IgE:ACnc:Pt:Ser:Qn: | Fluorescence Enzyme Immunoassay (FEIA)
AVOC | Avocado, IgE, Serum | 6033-5 | Persea americana Ab.IgE:ACnc:Pt:Ser:Qn: | Fluorescence Enzyme Immunoassay (FEIA)
AVWPI | von Willebrand Disease Profile Technical Interpretation | 48595-3 | von Willebrand evaluation:Imp:Pt:PPP:Nom: | Only orderable as part of a profile. For more information see AVWPR / von Willebrand Disease Profile, Plasma. Technical Interpretation
AVWPQ | von Willebrand Disease Profile Interpretation | 48595-3 | von Willebrand evaluation:Imp:Pt:PPP:Nom: | Only orderable as a reflex. For more information see AVWPR / von Willebrand Disease Profile, Plasma. Medical Interpretation
AVWPR | von Willebrand Disease Profile, Plasma | 48593-8 | von Willebrand panel:-:Pt:PPP:-: | AVWPI: Technical Interpretation F8A, F8A, 8BETH: Optical Clot-Based RIST: Ristocetin-Induced Agglutination VWAG, VWACT: Latex Immunoassay (LIA) VWFMP: Agarose Gel Electrophoresis/Infrared Dye-Labeled Antibody Detection
AZSLR | Slide Review (Bill Only) | Bill only; no result |  | This test is for billing purposes only. This is not an orderable test.
A_CR | Albumin/Creatinine Ratio | 9318-7 | Albumin/Creatinine:MRto:Pt:Urine:Qn: | Only orderable as part of a profile. For more information see: ALBR / Albumin, Random, Urine RALB / Albumin, Random, Urine. Calculation
B12 | Vitamin B12 Assay, Serum | 2132-9 | Cobalamins:MCnc:Pt:Ser/Plas:Qn: | Immunoenzymatic Assay
B2GMG | Beta-2 Glycoprotein 1 Antibodies, IgG and IgM, Serum | 72488-0 | Beta 2 glycoprotein 1 Ab.IgG & IgM panel:-:Pt:Ser:-: | Enzyme-Linked Immunosorbent Assay (ELISA)
B2M | Beta-2-Microglobulin, Serum | 1952-1 | Beta-2-Microglobulin:MCnc:Pt:Ser/Plas:Qn: | Nephelometry
B2MC | Beta-2-Microglobulin (Beta-2-M), Spinal Fluid | 1951-3 | Beta-2-Microglobulin:MCnc:Pt:CSF:Qn: | Nephelometry
B2MU | Beta-2 Microglobulin, Random, Urine | 1953-9 | Beta-2-Microglobulin:MCnc:Pt:Urine:Qn: | Automated Chemiluminescent Immunometric Assay
B6PA | Pyridoxic Acid, Plasma | 1688-1 | 4-Pyridoxate:MCnc:Pt:Ser/Plas:Qn: | Only orderable as part of a profile. For more information see B6PRO / Vitamin B6 Profile (PLP and PA), Plasma.
B6PRO | Vitamin B6 Profile (Pyridoxal 5-Phosphate and Pyridoxic Acid), Plasma | 95266-3 | Vitamin B6 & metabolites panel:-:Pt:Ser/Plas:Qn: | Liquid Chromatography Tandem Mass Spectrometry (LC-MS/MS)
BA190 | BCR/ABL1, p190, mRNA Detection, Reverse Transcription-PCR (RT-PCR), Quantitative, Monitoring Assay, Varies | 21823-0 | t(9;22)(q34.1;q11)(ABL1,BCR) fusion transcript minor break points:Arb:Pt:Bld/Tiss:Ord:Molgen | Quantitative Reverse Transcription-Polymerase Chain Reaction (RT-PCR)
BA48F | Bile Acids, Bowel Dysfunction, 48 Hour, Feces | 93338-2 | Bile acid panel:-:48H:Stool:-: | Liquid Chromatography-Tandem Mass Spectrometry (LC-MS/MS)
BABG | Babesia microti IgG Antibodies, Serum | 16117-4 | Babesia microti Ab.IgG:Titr:Pt:Ser:SemiQn: | Immunofluorescence Assay (IFA)
BABPB | Babesia species, Molecular Detection, PCR, Blood | 88461-9 | Babesia microti & divergens+MO-1 strain & duncani 18S rRNA gene panel:-:Pt:Bld:-:Non-probe.amp.tar | Real-Time Polymerase Chain Reaction (PCR)/DNA Probe Hybridization
BADX | BCR/ABL1, Qualitative, Diagnostic Assay, Varies | 55135-8 | BCR-ABL1 kinase domain targeted mutation analysis:Prid:Pt:Bld/Tiss:Nom:Molgen | Reverse Transcription Polymerase Chain Reaction (RT-PCR) Multiplex PCR
BAFS | Bile Acids, Fractionated and Total, Serum | 43130-4 | Bile acid fractions panel:SCnc:Pt:Ser/Plas:Qn: | Liquid Chromatography Tandem Mass Spectrometry (LC-MS/MS)
BAHG | Bahia Grass, IgE, Serum | 6034-3 | Paspalum notatum Ab.IgE:ACnc:Pt:Ser:Qn: | Fluorescence Enzyme Immunoassay (FEIA)
BAIPD | Bile Acids for Peroxisomal Disorders, Serum | 43130-4 | Bile acid fractions panel:SCnc:Pt:Ser/Plas:Qn: | Liquid Chromatography Tandem Mass Spectrometry (LC-MS/MS)
BAKDM | BCR/ABL1, Tyrosine Kinase Inhibitor Resistance, Kinase Domain Mutation Screen, Sanger Sequencing, Varies | 55135-8 | BCR-ABL1 kinase domain targeted mutation analysis:Prid:Pt:Bld/Tiss:Nom:Molgen | Reverse Transcription Polymerase Chain Reaction (RT-PCR) with Sanger Sequencing
BALAF | B-Cell Acute Lymphoblastic Leukemia/Lymphoma (ALL), FISH, Adult, Varies | 102099-9 | B-cell acute lymphocytic leukemia:Find:Pt:Bld/Tiss:Doc:FISH | Fluorescence In Situ Hybridization (FISH)
BALLM | B-Cell Lymphoblastic Leukemia Monitoring, Minimal Residual Disease Detection, Flow Cytometry, Varies | 102084-1 | B-Cell lymphoblastic leukemia monitoring minimal residual disease detection:-:Pt:Bld/Bone mar:-:Flow cytometry | Immunophenotyping
BALMF | B-Cell Acute Lymphoblastic Leukemia/Lymphoma (ALL), Specified FISH, Varies | 102099-9 | B-cell acute lymphocytic leukemia:Find:Pt:Bld/Tiss:Doc:FISH | Fluorescence In Situ Hybridization (FISH)
BALPF | B-Cell Acute Lymphoblastic Leukemia/Lymphoma (ALL), Pediatric, FISH, Varies | 102099-9 | B-cell acute lymphocytic leukemia:Find:Pt:Bld/Tiss:Doc:FISH | Fluorescence In Situ Hybridization (FISH)
BAMB | Bamboo Shoot, IgE, Serum | 10920-7 | Phyllostachys pubescens Ab.IgE:ACnc:Pt:Ser:Qn: | Fluorescence Enzyme Immunoassay (FEIA)
BAMRP | Bile Acids Malabsorption Panel, Serum and Feces | 104027-8 | Bile acid malabsorption panel:-:Pt:^Patient:-: | Liquid Chromatography Tandem Mass Spectrometry (LC-MS/MS)
BAMY | Beta-Amyloid Immunostain, Technical Component Only | Order only;no result |  | Immunohistochemistry (IHC)
BANA | Banana, IgE, Serum | 6035-0 | Musa spp Ab.IgE:ACnc:Pt:Ser:Qn: | Fluorescence Enzyme Immunoassay (FEIA)
BAP | Bone Alkaline Phosphatase, Serum | 17838-4 | Alkaline phosphatase.bone:MCnc:Pt:Ser/Plas:Qn: | Immunoenzymatic Assay
BAP1 | BAP1 Immunostain, Technical Component Only | Order only;no result |  | Immunohistochemistry (IHC)
BAP1Z | BAP1-Tumor Predisposition Syndrome, BAP1 Full Gene Analysis, Varies | 101381-2 | BAP1 gene deletion+duplication & full mutation analysis:Find:Pt:Bld/Tiss:Doc:Molgen | Sequence Capture and Targeted Next-Generation Sequencing followed by Polymerase Chain Reaction (PCR) and Sanger Sequencing
BAPS | Bile Acid Profile, Serum | 43130-4 | Bile acid fractions panel:SCnc:Pt:Ser/Plas:Qn: | Liquid Chromatography Tandem Mass Spectrometry (LC-MS/MS)
BARBU | Barbiturates Confirmation, Random, Urine | 53746-4 | Barbiturates panel:-:Pt:Urine:-: | Gas Chromatography Mass Spectrometry (GC-MS)
BARBX | Barbiturates Confirmation, Chain of Custody, Random, Urine | 53746-4 | Barbiturates panel:-:Pt:Urine:-: | Immunoassay/Gas Chromatography Mass Spectrometry (GC-MS) Confirmation with Quantitation
BARRP | Bartonella, Molecular Detection, PCR, Varies | 48864-3 | Bartonella sp DNA:PrThr:Pt:XXX:Ord:Probe.amp.tar | Real-Time Polymerase Chain Reaction (PCR)
BART | Bartonella Antibody Panel, IgG and IgM, Serum | 90251-0 | Bartonella henselae & Bartonella quintana Ab.IgG & IgM panel:Titr:Pt:Ser:SemiQn: | Immunofluorescence Assay (IFA)
BARTB | Bartonella, Molecular Detection, PCR, Blood | 16275-0 | Bartonella sp DNA:PrThr:Pt:Bld:Ord:Probe.amp.tar | Real-Time Polymerase Chain Reaction (PCR)
BASL | Basil, IgE, Serum | 7118-3 | Ocimum basilicum Ab.IgE:ACnc:Pt:Ser:Qn: | Fluorescence Enzyme Immunoassay (FEIA)
BAYL | Bay Leaf, IgE, Serum | 7125-8 | Laurus nobilis Ab.IgE:ACnc:Pt:Ser:Qn: | Fluorescence Enzyme Immunoassay (FEIA)
BBEET | Berlin Beetle, IgE, Serum | 15339-5 | Trogoderma angustum Ab.IgE:ACnc:Pt:Ser:Qn: | Fluorescence Enzyme Immunoassay (FEIA)
BCATN | Beta-Catenin Immunostain, Technical Component Only | Order only;no result |  | Immunohistochemistry (IHC)
BCELL | B-Cell and Antibody Deficiency Gene Panel, Varies | 97565-6 | B-cell primary immunodeficiency multigene analysis Find:Pt:Bld/Tiss:Doc:Molgen | Sequence Capture and Amplicon-Based Next-Generation Sequencing (NGS)/Quantitative Real-Time Polymerase Chain Reaction (qPCR) and Sanger Sequencing as needed
BCGBM | Immunoglobulin Gene Rearrangement, PCR, Bone Marrow | 61113-7 | Immunoglobulin gene rearrangements:Find:Pt:Bld/Tiss:Nar:Molgen | Polymerase Chain Reaction (PCR)
BCGR | Immunoglobulin Gene Rearrangement, Blood | 61113-7 | Immunoglobulin gene rearrangements:Find:Pt:Bld/Tiss:Nar:Molgen | Polymerase Chain Reaction (PCR)
BCGRV | Immunoglobulin Gene Rearrangement, PCR, Varies | 61113-7 | Immunoglobulin gene rearrangements:Find:Pt:Bld/Tiss:Nar:Molgen | Polymerase Chain Reaction (PCR)
BCL2 | BCL-2 Immunostain, Technical Component Only | Order only;no result |  | Immunohistochemistry (IHC)
BCL6 | BCL-6 Immunostain, Technical Component Only | Order only;no result |  | Immunohistochemistry (IHC)
BCLL | IGH Somatic Hypermutation Analysis, B-Cell Chronic Lymphocytic Leukemia (B-CLL), Varies | 50627-9 | Immunoglobulin heavy chain gene rearrangements:Find:Pt:Bld/Tiss:Nar:Molgen | Polymerase Chain Reaction (PCR) and Next-Generation Sequencing (NGS)
BCOR | BCOR Immunostain, Technical Component Only | Order only;no result |  | Immunohistochemistry (IHC)
BCRAB | BCR/ABL1, p210, mRNA Detection, Reverse Transcription-PCR (RT-PCR), Quantitative, Monitoring Chronic Myeloid Leukemia (CML), Varies | 55135-8 | BCR-ABL1 kinase domain targeted mutation analysis:Prid:Pt:Bld/Tiss:Nom:Molgen | Quantitative Reverse Transcription-Polymerase Chain Reaction (RT-PCR)
BCRAM | BCR/ABL1, p210, mRNA Detection, Reverse Transcription-PCR (RT-PCR), Quantitative, Monitoring Chronic Myeloid Leukemia (CML), Bone Marrow | 55135-8 | BCR-ABL1 kinase domain targeted mutation analysis:Prid:Pt:Bld/Tiss:Nom:Molgen | Quantitative Reverse Transcription-Polymerase Chain Reaction (RT-PCR)
BCYP | Bald Cypress, IgE, Serum | 7272-8 | Taxodium distichum Ab.IgE:ACnc:Pt:Ser:Qn: | Fluorescence Enzyme Immunoassay (FEIA)
BDRP | Budgerigar Droppings, IgE, Serum | 6304-0 | Budgerigar droppings Ab.IgE:ACnc:Pt:Ser:Qn: | Fluorescence Enzyme Immunoassay (FEIA)
BECH | Beech, IgE, Serum | 6038-4 | Fagus grandifolia Ab.IgE:ACnc:Pt:Ser:Qn: | Fluorescence Enzyme Immunoassay (FEIA)
BEEF | Beef, IgE, Serum | 6039-2 | Beef Ab.IgE:ACnc:Pt:Ser:Qn: | Fluorescence Enzyme Immunoassay (FEIA)
BEETS | Beets (Beetroot), IgE, Serum | 19728-5 | Beet Ab.IgE:ACnc:Pt:Ser:Qn: | Fluorescence Enzyme Immunoassay (FEIA)
BENW | White Bean, IgE, Serum | 6279-4 | Bean white Ab.IgE:ACnc:Pt:Ser:Qn: | Fluorescence Enzyme Immunoassay (FEIA)
BERG | Bermuda Grass, IgE, Serum | 6041-8 | Cynodon dactylon Ab.IgE:ACnc:Pt:Ser:Qn: | Fluorescence Enzyme Immunoassay (FEIA)
BETA2 | Beta-2 Transferrin: Detection of Spinal Fluid in Other Body Fluid | 13876-8 | Beta-2 transferrin:PrThr:Pt:Body fld:Ord: | Electrophoresis/Immunofixation
BETV2 | BET v2 (Profilin), IgE, Serum | 30985-6 | Betula verrucosa recombinant (rBet v) 2 Ab.IgE:ACnc:Pt:Ser:Qn: | Fluorescence Enzyme Immunoassay (FEIA)
BFBL | Bilirubin, Body Fluid | 1974-5 | Bilirubin:MCnc:Pt:Body fld:Qn: | Photometric, Diazonium Salt
BFCC | Cell Count and Differential, Body Fluid | 34557-9 | Cell count & Differential panel:-:Pt:Body fld:Qn: | Automated or Manual Cell Count/Cytocentrifugation followed by Manual Differential and Morphology Review
BFLA1 | Lipid Analysis, Body Fluid | 94872-9 | Cholesterol & triglyceride panel:-:Pt:Body fld:Qn: | Colorimetry/Spectrophotometry (SP)/Electrophoresis
BFOS | FosB, Immunostain, Technical Component Only | Order only;no result |  | Immunohistochemistry (IHC)
BFTH | Budgerigar Feathers, IgE, Serum | 6030-1 | Budgerigar feather Ab.IgE:ACnc:Pt:Ser:Qn: | Fluorescence Enzyme Immunoassay (FEIA)
BGA | Beta-Galactosidase, Leukocytes | 24061-4 | Beta galactosidase:CCnt:Pt:WBC:Qn: | Fluorometric
BGRS | Barley Grass, IgE, Serum | 6037-6 | Hordeum vulgare Ab.IgE:ACnc:Pt:Ser:Qn: | Fluorescence Enzyme Immunoassay (FEIA)
BHCG | Beta-Human Chorionic Gonadotropin, Quantitative, Serum | 21198-7 | Choriogonadotropin.beta subunit:ACnc:Pt:Ser/Plas:Qn: | Electrochemiluminescence Immunoassay (ECLIA)
BHDZ | Birt-Hogg-Dube Syndrome, FLCN, Full Gene Analysis, Varies | 94232-6 | FLCN gene deletion+duplication & full mutation analysis:Find:Pt:Bld/Tiss:Doc:Molgen | Sequence Capture and Targeted Next-Generation Sequencing followed by Polymerase Chain Reaction (PCR) and Sanger Sequencing
BHISC | Bone Histomorphometry, Gross Microscopic Exam | 60570-9 | Consultation note:Find:Pt:{Setting}:Doc:Pathology | Histomorphometry
BHISI | Bone Histomorphometry, Consultant Interpretation, Slides Only | 60570-9 | Consultation note:Find:Pt:{Setting}:Doc:Pathology | Medical Interpretation
BHSF | Beta-Human Chorionic Gonadotropin, Quantitative, Spinal Fluid | 14041-8 | Choriogonadotropin.beta subunit:ACnc:Pt:CSF:Qn: | Electrochemiluminescent Immunoassay (ECLIA)
BHYD | Beta-Hydroxybutyrate, Serum | 6873-4 | Beta hydroxybutyrate:SCnc:Pt:Ser/Plas:Qn: | Photometric, B-Hydroxybutyrate Dehydrogenase (B-HBDH)
BILAO | Biliary Tract Malignancy, FISH, Varies | 95229-1 | Biliary tract neoplasm chromosome analysis:Find:Pt:Tiss:Doc: | Fluorescence In Situ Hybridization (FISH)
BILEA | Bile Acids, Total, Serum | 14628-2 | Bile acid:SCnc:Pt:Ser/Plas:Qn: | Enzymatic
BILHA | Schistosoma species Antibody, IgG, Serum | 33317-9 | Schistosoma sp Ab.IgG:PrThr:Pt:Ser:Ord: | Enzyme Immunoassay (EIA)
BILI3 | Bilirubin, Serum | 34543-9 | Bilirubin direct & total panel:MCnc:Pt:Ser/Plas:Qn: | Total Bilirubin: Photometric, Diazonium Salt Direct Bilirubin: Colorimetric Diazo Method
BILID | Bilirubin Direct, Serum | 1968-7 | Bilirubin.glucuronidated+Bilirubin.albumin bound:MCnc:Pt:Ser/Plas:Qn: | Photometric, Diazotized Sulfanilic Acid
BILIT | Bilirubin, Total, Serum | 1975-2 | Bilirubin:MCnc:Pt:Ser/Plas:Qn: | Photometric, Diazonium Salt
BILUR | Bilirubin, Random, Urine | 5770-3 | Bilirubin:PrThr:Pt:Urine:Ord:Test strip | Colorimetric
BIOTN | Biotin, Serum | 1980-2 | Biotin:MCnc:Pt:Ser/Plas:Qn: | Liquid Chromatography-Tandem Mass Spectrometry (LC-MS/MS)
BIOTS | Biotinidase, Serum | 1982-8 | Biotinidase:CCnc:Pt:Ser/Plas:Qn: | Colorimetric
BIR | Silver Birch, IgE, Serum | 15283-5 | Betula verrucosa Ab.IgE:ACnc:Pt:Ser:Qn: | Fluorescence Enzyme Immunoassay (FEIA)
BIVAL | Bivalirudin, Ecarin, Plasma | 104690-3 | Bivalirudin:MCnc:Pt:PPP:Qn:Chromo | Chromogenic
BIWB | Bismuth, Blood | 8161-2 | Bismuth:MCnc:Pt:Bld:Qn: | Inductively Coupled Plasma Mass Spectrometry (ICP-MS)
BLAC | Beta-Lactoglobulin, IgE, Serum | 41397-1 | Beta lactoglobulin Ab.IgE:ACnc:Pt:Ser:Qn: | Fluorescence Enzyme Immunoassay (FEIA)
BLACK | Blackberry, IgE, Serum | 7151-4 | Rubus fruticosus Ab.IgE:ACnc:Pt:Ser:Qn: | Fluorescence Enzyme Immunoassay (FEIA)
BLAST | Blastomyces Antibody, Enzyme Immunoassay, Serum | 7816-2 | Blastomyces dermatitidis Ab:PrThr:Pt:Ser:Ord: | Enzyme Immunoassay (EIA)
BLPEP | Black/White Pepper, IgE, Serum | 24159-6 | Pepper white+Pepper black Ab.IgE:ACnc:Pt:Ser:Qn: | Fluorescence Enzyme Immunoassay (FEIA)
BLPMF | B-Cell Lymphoma, Specified FISH, Varies | 101920-7 | Chronic lymphocytic leukemia gene targeted rearrangements:Find:Pt:Bld/Bone mar:Doc:FISH | Fluorescence In Situ Hybridization (FISH)
BLUE | Blueberry, IgE, Serum | 7152-2 | Vaccinium myrtillus Ab.IgE:ACnc:Pt:Ser:Qn: | Fluorescence Enzyme Immunoassay (FEIA)
BLW | Walnut-Food, IgE, Serum | 6273-7 | Juglans spp Ab.IgE:ACnc:Pt:Ser:Qn: | Fluorescence Enzyme Immunoassay (FEIA)
BLWRF | Walnut-Food, IgE, with Reflex to Walnut-Food Components, IgE, Serum | 6273-7 | Juglans spp Ab.IgE:ACnc:Pt:Ser:Qn: | Fluorescent Enzyme Immunoassay (FEIA)
BLWX | Walnut-Food Components, IgE, Serum | 63486-5 | Nut allergen panel:-:Pt:Ser:-: | Only orderable as a reflex. For more information see BLWRF / Walnut-Food, IgE, with Reflex to Walnut-Food Components, IgE, Serum. Fluorescent Enzyme Immunoassay (FEIA)
BLYM | B-Cell Lymphoma, FISH, Tissue | 101651-8 | MYC and BCL2 rearrangements:Find:Pt:Tiss:Doc:FISH | Fluorescence In Situ Hybridization (FISH)
BMAMA | Basic Metabolic Panel, Serum | 24321-2 | Basic metabolic 2000 panel:-:Pt:Ser/Plas:Qn: | KS, NAS, CL: Potentiometric, Indirect Ion-Selective Electrode HCO3: Photometric/Enzymatic AGAP: Calculation BUN: Photometric, Urease CRTS1: Enzymatic Colorimetric Assay CA: Photometric GLURA: Enzymatic Photometric Assay
BMIPB | Borrelia miyamotoi Detection, PCR, Blood | 82475-5 | Borrelia miyamotoi glpQ gene:PrThr:Pt:Bld:Ord:Non-probe.amp.tar | Real-Time Polymerase Chain Reaction (PCR)
BMIYC | Borrelia miyamotoi Detection PCR, Spinal Fluid | 82476-3 | Borrelia miyamotoi glpQ gene:PrThr:Pt:CSF:Ord:Non-probe.amp.tar | Real-Time Polymerase Chain Reaction (PCR)
BNP | B-Type Natriuretic Peptide, Plasma | 30934-4 | Natriuretic peptide.B:MCnc:Pt:Ser/Plas:Qn: | Immunoenzymatic Assay
BNZU | Benzodiazepines Confirmation, Random, Urine | 90890-5 | Benzodiazepines panel:-:Pt:Urine:-:Confirm | Liquid Chromatography Tandem Mass Spectrometry (LC-MS/MS)
BNZX | Benzodiazepines Confirmation, Chain of Custody, Random, Urine | 90890-5 | Benzodiazepines panel:-:Pt:Urine:-:Confirm | Immunoassay/Liquid Chromatography Tandem Mass Spectrometry (LC-MS/MS)
BOAC | Boron, Serum/Plasma | 5607-7 | Boron:MCnc:Pt:Ser/Plas:Qn: | Inductively Coupled Plasma/Optical Emission Spectrometry (ICP/OES)
BOB1 | BOB-1 Immunostain, Technical Component Only | Order only;no result |  | Immunohistochemistry (IHC)
BORDG | Bordetella pertussis Antibody, IgG, Serum | 42330-1 | Bordetella pertussis Ab.IgG:ACnc:Pt:Ser:Qn:IA | Enzyme-Linked Immunosorbent Assay (ELISA)
BOT | Botrytis cinerea, IgE, Serum | 6049-1 | Botrytis cinerea Ab.IgE:ACnc:Pt:Ser:Qn: | Fluorescence Enzyme Immunoassay (FEIA)
BOV | Bovine Serum Albumin, IgE, Serum | 10922-3 | Bovine serum albumin Ab.IgE:ACnc:Pt:Ser:Qn: | Fluorescence Enzyme Immunoassay (FEIA)
BPAB | Bullous Pemphigoid, BP180 and BP230, IgG Antibodies, Serum | 92671-7 | Basement membrane zone BP180 & BP230 Ab.IgG panel:-:Pt:Ser/Plas:Qn: | Enzyme-Linked Immunosorbent Assay (ELISA)
BPGMM | 2,3-Bisphosphoglycerate Mutase, Full Gene Sequencing Analysis, Varies | 94190-6 | BPGM gene full mutation analysis:Find:Pt:Bld/Tiss:Doc:Sequencing | Polymerase Chain Reaction (PCR)/Sanger Sequencing
BPRPV | Bordetella pertussis and Bordetella parapertussis, Molecular Detection, PCR, Varies | 90441-7 | Bordetella pertussis & Bordetella parapertussis DNA panel:-:Pt:Nph:-: | Polymerase Chain Reaction (PCR)/DNA Probe Hybridization
BRACH | Brachyury Immunostain, Technical Component Only | Order only;no result |  | Immunohistochemistry (IHC)
BRAFB | Cell-Free DNA BRAF V600, Blood | 93690-6 | BRAF gene.p.Val600 mutations:Prid:Pt:Plas.cfDNA:Nom:Molgen | Digital Droplet Polymerase Chain Reaction (ddPCR)
BRAFD | BRAF V600E/V600K Somatic Mutation Analysis, Tumor | 97025-1 | BRAF gene.p.Val600 mutations:Prid:Pt:Tiss:Nom:Molgen | Droplet Digital Polymerase Chain Reaction (ddPCR)
BRAFV | BRAF V600E Immunostain, Technical Component Only | Order only;no result |  | Immunohistochemistry (IHC)
BRAZ | Brazil Nut, IgE, Serum | 6050-9 | Bertholletia excelsa Ab.IgE:ACnc:Pt:Ser:Qn: | Fluorescence Enzyme Immunoassay (FEIA)
BRAZR | Brazil Nut, IgE with Reflex to Brazil Nut Component, IgE, Serum | 6050-9 | Bertholletia excelsa Ab.IgE:ACnc:Pt:Ser:Qn: | Fluorescent Enzyme Immunoassay (FEIA)
BRAZX | Brazil Nut Component, IgE, Serum | 64963-2 | Bertholletia excelsa recombinant (rBer e) 1 Ab.IgE:ACnc:Pt:Ser:Qn: | Only orderable as a reflex. For more information see BRAZR / Brazil Nut, IgE, with Reflex to Brazil Nut Component, IgE, Serum. Fluorescent Enzyme Immunoassay (FEIA)
BRBPS | Broad Range Bacterial PCR and Sequencing, Varies | 76575-0 | Bacterial 16S rRNA:PrThr:Pt:XXX:Ord:Probe.amp.tar | Polymerase Chain Reaction (PCR) followed by Sequencing
BRBST | Tickborne Bacterial, PCR and Sequencing, Blood | 76575-0 | Bacterial 16S rRNA:PrThr:Pt:XXX:Ord:Probe.amp.tar | 16S Ribosomal RNA Gene Polymerase Chain Reaction (PCR) followed by Next Generation Sequencing (NGS)
BRCAT | BRCA1/2 Mutation Analysis, Next-Generation Sequencing, Tumor | 59041-4 | BRCA1+BRCA2 gene mutations tested for:Prid:Pt:Bld/Tiss:Nom:Molgen | Sequence Capture and Targeted Next-Generation Sequencing (NGS)
BRCMG | Brucella Antibody Screen, IgM and IgG, ELISA, Serum | 91140-4 | Brucella sp Ab.IgG & IgM panel:-:Pt:Ser:Ord: | Enzyme-Linked Immunosorbent Assay (ELISA)
BRFKT | BRAF and KIT Mutation Analysis, Next-Generation Sequencing, Tumor | 36908-2 | Gene mutations tested for:Prid:Pt:Bld/Tiss:Nom:Molgen | Sequence Capture and Targeted Next-Generation Sequencing (NGS)
BRG1 | BRG1 (SMARCA4) Immunostain, Technical Component Only | Order only;no result |  | Immunohistochemistry (IHC)
BRGYP | Hereditary Breast/Gynecologic Cancer Panel, Varies | 97655-5 | Hereditary breast & gynecologic cancer multigene analysis:Find:Pt:Bld/Tiss:Doc:Molgen | Sequence Capture and Next-Generation Sequencing (NGS), Polymerase Chain Reaction (PCR), Sanger Sequencing and/or Multiplex Ligation-Dependent Probe Amplification (MLPA)
BRIVA | Brivaracetam, Plasma | 88894-1 | Brivaracetam:MCnc:Pt:Ser/Plas:Qn: | Liquid Chromatography-Tandem Mass Spectrometry (LC-MS/MS)
BRLY | Barley, IgE, Serum | 6037-6 | Hordeum vulgare Ab.IgE:ACnc:Pt:Ser:Qn: | Fluorescence Enzyme Immunoassay (FEIA)
BRMLH | MLH1 Hypermethylation and BRAF Mutation Analysis, Tumor | 97761-1 | MLH1 gene methylation analysis:Find:Pt:Tumor:Doc:Molgen | Methylation-Specific Polymerase Chain Reaction (PCR) and Digital Droplet Polymerase Chain Reaction (ddPCR)
BROC | Broccoli, IgE, Serum | 6052-5 | Brassica oleracea var italica Ab.IgE:ACnc:Pt:Ser:Qn: | Fluorescence Enzyme Immunoassay (FEIA)
BROM | Brome Grass, IgE, Serum | 6053-3 | Bromus inermis Ab.IgE:ACnc:Pt:Ser:Qn: | Fluorescence Enzyme Immunoassay (FEIA)
BRTP | Rapid Hereditary Breast Cancer Treatment Decision Panel, Varies | 97656-3 | Hereditary cancer multigene analysis:Find:Pt:Bld/Tiss:Doc:Molgen | Sequence Capture and Targeted Next-Generation Sequencing (NGS) followed by Polymerase Chain Reaction (PCR) and Sanger Sequencing
BRUTA | Brucella Total Antibody Confirmation, Agglutination, Serum | 19053-8 | Brucella sp Ab:Titr:Pt:Ser:SemiQn:Aggl | Agglutination
BSPR | Brussels Sprouts, IgE, Serum | 7160-5 | Brassica oleracea var gemmifera Ab.IgE:ACnc:Pt:Ser:Qn: | Fluorescence Enzyme Immunoassay (FEIA)
BTB46 | ZBTB46 Immunostain, Technical Component Only | Order only;no result |  | Immunohistochemistry (IHC)
BTDZ | Biotinidase Deficiency, BTD Full Gene Analysis, Varies | 94242-5 | BTD gene full mutation analysis:Find:Pt:Bld/Tiss:Doc:Sequencing | Polymerase Chain Reaction (PCR) Amplification/DNA Sequencing
BTIA1 | T-Cell Intracellular Antigen 1 (TIA-1) Immunostain, Bone Marrow, Technical Component Only | Order only;no result |  | Immunohistochemistry
BTK | Bruton Tyrosine Kinase, Protein Expression, Flow Cytometry, Blood | 75708-8 | Bruton tyrosine kinase:Imp:Pt:B cells+monocytes:Nar:Flow cytometry | Flow Cytometry
BTKSG | Bruton Tyrosine Kinase, BTK Full Gene Analysis, Varies | 94241-7 | BTK gene full mutation analysis:Find:Pt:Bld/Tiss:Doc:Sequencing | Sequence Capture and Targeted Next-Generation Sequencing (NGS) followed by Polymerase Chain Reaction (PCR) and Sanger Sequencing
BTR | Isoagglutinin Titer, Anti-B, Serum | 34464-8 | B Ab:Titr:Pt:Ser/Plas:SemiQn:Antihuman globulin | Hemagglutination
BTROP | Blomia tropicalis, IgE, Serum | 10921-5 | Blomia tropicalis Ab.IgE:ACnc:Pt:Ser:Qn: | Fluorescence Enzyme Immunoassay (FEIA)
BTWGS | Bacterial Typing, Whole Genome Sequencing, Varies | 90246-0 | Bacterial whole genome:Seq:Pt:Isolate:Nom:Sequencing | Whole Genome Sequencing
BUAUC | Busulfan, Intravenous Dose, Area Under the Curve, Plasma | 93478-6 | Busulfan area under the curve panel:-:Stdy:Plas:Qn | Liquid Chromatography Tandem Mass Spectrometry (LC-MS/MS)
BUCW | Buckwheat, IgE, Serum | 6054-1 | Fagopyrum esculentum Ab.IgE:ACnc:Pt:Ser:Qn: | Fluorescence Enzyme Immunoassay (FEIA)
BUN | Blood Urea Nitrogen (BUN), Serum | 3094-0 | Urea nitrogen:MCnc:Pt:Ser/Plas:Qn: | Photometric/Urease
BUPM | Buprenorphine and Norbuprenorphine, Random, Urine | 69033-9 | Buprenorphine & Norbuprenorphine panel:-:Pt:Urine:-: | Liquid Chromatography Tandem Mass Spectrometry (LC-MS/MS)
BUPMX | Buprenorphine and Norbuprenorphine, Chain of Custody, Random, Urine | 69033-9 | Buprenorphine & Norbuprenorphine panel:-:Pt:Urine:-: | Immunoassay/Liquid Chromatography Tandem Mass Spectrometry (LC-MS/MS)
BUPR | Buprenorphine Screen with Reflex, Random, Urine | 93494-3 | Buprenorphine:PrThr:Pt:Urine:Ord:Screen | Immunoassay
BUPS | Buprenorphine Screen, Random, Urine | 93494-3 | Buprenorphine:PrThr:Pt:Urine:Ord:Screen | Immunoassay
BUTAS | Butalbital, Serum | 6895-7 | Butalbital:MCnc:Pt:Ser/Plas:Qn: | Gas Chromatography-Mass Spectrometry (GC-MS)
BVRNA | Bacterial Vaginosis, Nucleic Acid Amplification, Vaginal | 103590-6 | Bacterial vaginosis RNA:PrThr:Pt:Vagina:Ord:Probe.amp | Transcription Mediated Amplification
BWOR | Blood Worm, IgE, Serum | 6047-5 | Chironomus thummi Ab.IgE:ACnc:Pt:Ser:Qn: | Fluorescence Enzyme Immunoassay (FEIA)
BXMPL | Box Elder/Maple, IgE, Serum | 7155-5 | Acer negundo Ab.IgE:ACnc:Pt:Ser:Qn: | Fluorescence Enzyme Immunoassay (FEIA)
BYST | Baker's Yeast, IgE, Serum | 6287-7 | Saccharomyces cerevisiae Ab.IgE:ACnc:Pt:Ser:Qn: | Fluorescence Enzyme Immunoassay (FEIA)
C19BM | CD19 Immunostain, Bone Marrow, Technical Component Only | Order only;no result |  | Immunohistochemistry (IHC)
C1ES | C1 Esterase Inhibitor Antigen, Serum | 4477-6 | Complement C1 esterase inhibitor:MCnc:Pt:Ser/Plas:Qn: | Nephelometry
C1INF | C1 Esterase Inhibitor, Functional, Serum | 48494-9 | Complement C1 esterase inhibitor actual/Normal:RelCCnc:Pt:Ser/Plas:Qn: | Enzyme Immunoassay (EIA)
C1Q | Complement C1q, Serum | 4478-4 | Complement C1q:MCnc:Pt:Ser/Plas:Qn: | Nephelometry
C1QFX | C1q Complement, Functional, Serum | 87722-5 | Complement C1q.functional:ACnc:Pt:Ser/Plas:Qn: | Automated Liposome Lysis Assay
C2 | C2 Complement, Functional, with Reflex, Serum | 93977-7 | Complement C2.functional:ACnc:Pt:Ser/Plas:Qn: | Automated Liposome Lysis Assay
C2729 | Breast Carcinoma-Associated Antigen, Serum | 17842-6 | Cancer Ag 27-29:ACnc:Pt:Ser/Plas:Qn: | Chemiluminometric Immunoassay
C2AD2 | PrecivityAD2, Plasma | Not Provided |  | Immunoprecipitation/Liquid Chromatography Tandem Mass Spectrometry (LC-MS/MS)
C2FXN | C2 Complement, Functional, Serum | 93977-7 | Complement C2.functional:ACnc:Pt:Ser/Plas:Qn: | Automated Liposome Lysis Assay
C2NAD | PrecivityAD, Plasma | Not Provided |  | Immunoprecipitation/Liquid Chromatography Tandem Mass Spectrometry (LC-MS/MS)
C3 | Complement C3, Serum | 4485-9 | Complement C3:MCnc:Pt:Ser/Plas:Qn: | Nephelometry
C3FX | C3 Complement, Functional, Serum | 87723-3 | Complement C3.functional:ACnc:Pt:Ser/Plas:Qn: | Automated Liposome Lysis Assay
C4 | Complement C4, Serum | 4498-2 | Complement C4:MCnc:Pt:Ser/Plas:Qn: | Nephelometry
C4FX | C4 Complement, Functional, Serum | 93978-5 | Complement C4.functional:ACnc:Pt:Ser/Plas:Qn: | Automated Liposome Lysis Assay
C4U | C4 Acylcarnitine, Quantitative, Random, Urine | 53111-1 | Butyrylcarnitine (C4)/Creatinine:SRto:Pt:Urine:Qn: | Flow Injection Analysis-Tandem Mass Spectrometry (FIA-MS/MS)
C5AG | C5 Complement, Antigen, Serum | 4505-4 | Complement C5:MCnc:Pt:Ser/Plas:Qn: | Nephelometry
C5B9 | SC5b-9 Level Terminal Complement Complex, Plasma | 93244-2 | Complement Sc5b-9:MCnc:Pt:Ser/Plas:Qn:IA | Enzyme-Linked Immunosorbent Assay (ELISA)
C5DCU | C5-DC Acylcarnitine, Quantitative, Random, Urine | 54279-5 | Glutarylcarnitine (C5-DC)/Creatinine:SRto:Pt:Urine:Qn: | Flow Injection Analysis-Tandem Mass Spectrometry (FIA-MS/MS)
C5FX | C5 Complement, Functional, Serum | 60472-8 | Complement C5.functional:ACnc:Pt:Ser/Plas:Qn: | Automated Liposome Lysis Assay
C5OHU | C5-OH Acylcarnitine, Quantitative, Random, Urine | 50091-8 | 2-methyl-3-hydroxybutyrylcarnitine (C5-OH)/Creatinine:SRto:Pt:Urine:Qn: | Flow Injection Analysis-Tandem Mass Spectrometry (FIA-MS/MS)
C6FX | C6 Complement, Functional, Serum | 60459-5 | Complement C6.functional:ACnc:Pt:Ser/Plas:Qn: | Automated Liposome Lysis Assay
C7FX | C7 Complement, Functional, Serum | 87724-1 | Complement C7.functional:ACnc:Pt:Ser/Plas:Qn: | Automated Liposome Lysis Assay
C8FX | C8 Complement, Functional, Serum | 50997-6 | Complement C8.functional:ACnc:Pt:Ser/Plas:Qn: | Automated Liposome Lysis Assay
C9FX | C9 Complement, Functional, Serum | 87727-4 | Complement C9.functional:ACnc:Pt:Ser/Plas:Qn: | Automated Liposome Lysis Assay
C9ORF | C9orf72 Hexanucleotide Repeat, Molecular Analysis, Varies | 81846-8 | C9orf72 gene GGGGCC repeat analysis:Find:Pt:Bld/Tiss:Doc:Molgen | Polymerase Chain Reaction (PCR)
CA | Calcium, Total, Serum | 17861-6 | Calcium:MCnc:Pt:Ser/Plas:Qn: | Photometric
CA153 | Cancer Antigen 15-3 (CA 15-3), Serum | 83083-6 | Cancer Ag 15-3:ACnc:Pt:Ser/Plas:Qn:IA | Electrochemiluminescence Immunoassay (ECLIA)
CA19 | Carbohydrate Antigen 19-9 (CA 19-9), Serum | 83084-4 | Cancer Ag 19-9:ACnc:Pt:Ser/Plas:Qn:IA | Immunoenzymatic Assay
CA25 | Cancer Antigen 125 (CA 125), Serum | 83082-8 | Cancer Ag 125:ACnc:Pt:Ser/Plas:Qn:IA | Electrochemiluminescent Immunoassay (ECLIA)
CABB | Cabbage, IgE, Serum | 7169-6 | Brassica oleracea var capitata Ab.IgE:ACnc:Pt:Ser:Qn: | Fluorescence Enzyme Immunoassay (FEIA)
CACMG | Comprehensive Arrhythmia and Cardiomyopathy Gene Panel, Varies | 51966-0 | Genetic disease DNA analysis panel:-:Pt:Bld/Tiss:-:Molgen | Sequence Capture and Targeted Next-Generation Sequencing followed by Polymerase Chain Reaction (PCR) and Sanger Sequencing.
CACR3 | Calcium/Creatinine Ratio, Random, Urine | 9321-1 | Calcium/Creatinine:MRto:Pt:Urine:Qn: | CALC5: Photometric CRETR: Enzymatic Colorimetric Assay
CAGR | Canary Grass, IgE, Serum | 6058-2 | Phalaris arundinacea Ab.IgE:ACnc:Pt:Ser:Qn: | Fluorescence Enzyme Immunoassay (FEIA)
CAH21 | Congenital Adrenal Hyperplasia (CAH) Profile for 21-Hydroxylase Deficiency, Serum | 79221-8 | Steroid fractions panel:-:Pt:Ser/Plas:-: | Liquid Chromatography Tandem Mass Spectrometry (LC-MS/MS) Portions of this test are covered by patents held by Quest Diagnostics
CAH2T | Congenital Adrenal Hyperplasia Newborn Screen, Blood Spot | 57086-1 | Congenital adrenal hyperplasia newborn screening panel:-:Pt:Bld.dot:-: | Liquid Chromatography Tandem Mass Spectrometry (LC-MS/MS) Portions of this test are covered by patents held by Quest Diagnostics
CAI | Calcium, Ionized, Serum | 57333-7 | Calcium.ionized^^adjusted to pH 7.4:MCnc:Pt:Ser/Plas:Qn:ISE | Ion-Selective Electrode (ISE)
CAIX | Carbonic Anhydrase IX (CA-IX) Immunostain, Technical Component Only | Order only;no result |  | Immunohistochemistry (IHC)
CALC5 | Calcium, Random, Urine | 17862-4 | Calcium:MCnc:Pt:Urine:Qn: | Only orderable as part of a profile. For more information see CACR3 / Calcium/Creatinine Ratio, Random, Urine Photometric
CALCI | Calcitonin (CALCI) Immunostain, Technical Component Only | Order only;no result |  | Immunohistochemistry (IHC)
CALD | Caldesmon Immunostain, Technical Component Only | Order only;no result |  | Immunohistochemistry (IHC)
CALFL | Cauliflower, IgE, Serum | 6835-3 | Brassica oleracea var botrytis Ab.IgE:ACnc:Pt:Ser:Qn: | Fluorescence Enzyme Immunoassay (FEIA)
CALFM | CALR Mutation Analysis, Myeloproliferative Neoplasm (MPN), Bone Marrow | 77174-1 | CALR gene exon 9 targeted mutation analysis:Prid:Pt:Bld/Tiss:Nom:Molgen | Polymerase Chain Reaction (PCR) and Fragment Analysis
CALJM | CALR Variant Analysis, Myeloproliferative Neoplasm, Reflex, Bone Marrow | 77174-1 | CALR gene exon 9 targeted mutation analysis:Prid:Pt:Bld/Tiss:Nom:Molgen | Only orderable as a reflex. For more information see MPNJM / Myeloproliferative Neoplasm, JAK2 V617F with Reflex to CALR and MPL, Bone Marrow. Polymerase Chain Reaction (PCR)/Fragment Analysis
CALNN | Calretinin Immunostain, Technical Component Only | Order only;no result |  | Immunohistochemistry (IHC)
CALPN | Calponin Immunostain, Technical Component Only | Order only;no result |  | Immunohistochemistry (IHC)
CALPR | Calprotectin, Feces | 38445-3 | Calprotectin:MCnt:Pt:Stool:Qn: | Enzyme-Linked Immunosorbent Assay (ELISA)
CALR | CALR Mutation Analysis, Myeloproliferative Neoplasm (MPN), Varies | 77174-1 | CALR gene exon 9 targeted mutation analysis:Prid:Pt:Bld/Tiss:Nom:Molgen | Polymerase Chain Reaction (PCR) and Fragment Analysis
CALRC | Calreticulin ex9mut Immunostain, Technical Component Only | Order only;no result |  | Immunohistochemistry (IHC)
CALU | Calcium, 24 Hour, Urine | 6874-2 | Calcium:MRat:24H:Urine:Qn: | Photometric
CALX | CALR Mutation Analysis, Myeloproliferative Neoplasm (MPN), Reflex, Varies | 77174-1 | CALR gene exon 9 targeted mutation analysis:Prid:Pt:Bld/Tiss:Nom:Molgen | Only orderable as a reflex. For more information see MPNR / Myeloproliferative Neoplasm (MPN), JAK2 V617F with reflex to CALR and MPL
CAMPC | Campylobacter Culture, Feces | 6331-3 | Campylobacter sp:Prid:Pt:Stool:Nom:Organism specific culture | Conventional Culture
CAMTA | Calmodulin-Binding Transcription Activator 1 (CAMTA1), Immunostain, Technical Component Only | Order only;no result |  | Immunohistochemistry (IHC)
CAORG | Comprehensive Marfan, Loeys-Dietz, Ehlers-Danlos, and Aortopathy Gene Panel, Varies | 51966-0 | Genetic disease DNA analysis panel:-:Pt:Bld/Tiss:-:Molgen | Sequence Capture and Targeted Next-Generation Sequencing followed by Polymerase Chain Reaction (PCR) and Sanger Sequencing.
CARBG | Carbamazepine-10,11-Epoxide, Serum | 50337-5 | carBAMazepine & metabolites panel:-:Pt:Ser/Plas:-: | CARTA: Homogeneous Microparticle Agglutination Immunoassay 1011E: High-Performance Liquid Chromatography (HPLC)
CARBI | Carbapenem Resistance Genes, Molecular Detection, PCR, Varies | 85502-3 | Bacterial carbapenem resistance genes panel:-:Pt:Isolate/Specimen:-:Molgen | Real-Time Polymerase Chain Reaction (PCR)/Reverse Transcription (RT-PCR)
CARBR | Carbamazepine Hypersensitivity Pharmacogenomics, Varies | 94855-4 | Carbamazepine hypersensitivity genotype panel:-:Pt:Bld/Tiss:-: | Qualitative Allele-Specific Real-Time Polymerase Chain Reaction (PCR)
CARF | Carbamazepine, Free, Serum | 3433-0 | carBAMazepine.free:MCnc:Pt:Ser/Plas:Qn: | Ultrafiltration followed by Homogeneous Microparticle Agglutination Immunoassay
CARFT | Carbamazepine, Free and Total, Serum | 34545-4 | carBAMazepine free & total panel:MCnc:Pt:Ser/Plas:Qn: | CARF: Ultrafiltration Followed by Homogeneous Microparticle Agglutination Immunoassay CARTA: Homogeneous Microparticle Agglutination Immunoassay
CARGG | Comprehensive Arrhythmia Gene Panel, Varies | 51966-0 | Genetic disease DNA analysis panel:-:Pt:Bld/Tiss:-:Molgen | Sequence Capture and Targeted Next-Generation Sequencing followed by Polymerase Chain Reaction (PCR) and Sanger Sequencing
CARN | Carnitine, Plasma | 97182-0 | Carnitine free & total & acylcarnitine panel:-:Pt:Ser/Plas:-: | Flow Injection Analysis-Tandem Mass Spectrometry (FIA-MS/MS)
CARNP | Carbapenemase Detection-Carba NP Test, Varies | 74676-8 | Carbapenemase:Type:Pt:Isolate:Nom:Carbapenemase Nordmann-Poirel | Colorimetric Detection of Carbapenem Hydrolysis
CARNS | Carnitine, Serum | 97182-0 | Carnitine free & total & acylcarnitine panel:-:Pt:Ser/Plas:-: | Flow Injection Analysis-Tandem Mass Spectrometry (FIA-MS/MS)
CARNU | Carnitine, Random, Urine | 100428-2 | Carnitine Free & Total & Acylcarnitine Panel:-:Pt:Urine:-: | Flow Injection Analysis-Tandem Mass Spectrometry (FIA-MS/MS)
CAROB | Carob, IgE, Serum | 7179-5 | Ceratonia siliqua Ab.IgE:ACnc:Pt:Ser:Qn: | Fluorescence Enzyme Immunoassay (FEIA)
CARTA | Carbamazepine, Total, Serum | 3432-2 | carBAMazepine:MCnc:Pt:Ser/Plas:Qn: | Homogeneous Microparticle Agglutination Immunoassay
CARTF | Carbamazepine Profile, Serum | 50337-5 | carBAMazepine & metabolites panel:-:Pt:Ser/Plas:-: | CARTA: Homogeneous Microparticle Agglutination Immunoassay 1011E: High-Performance Liquid Chromatography (HPLC) CARF: Ultrafiltration Followed by Homogeneous Microparticle Agglutination Immunoassay
CARU | Cyclic Adenosine Monophosphate (cAMP), Urinary Excretion, Serum and Urine | 21052-6 | Adenosine monophosphate.cyclic.nephrogenous:SCnc:Pt:Urine+Ser/Plas:Qn: | ACREA, CRETR: Enzymatic Colorimetric Assay CAMP: Liquid Chromatography-Tandem Mass Spectrometry (LC-MS/MS)
CASE | Casein, IgE, Serum | 6062-4 | Casein Ab.IgE:ACnc:Pt:Ser:Qn: | Fluorescence Enzyme Immunoassay (FEIA)
CASF | IgG/Albumin Ratio, Spinal Fluid | 2470-3 | IgG/Albumin:MRto:Pt:CSF:Qn: | Nephelometry
CASH | Cashew, IgE, Serum | 6718-1 | Anacardium occidentale Ab.IgE:ACnc:Pt:Ser:Qn: | Fluorescence Enzyme Immunoassay (FEIA)
CASHR | Cashew, IgE with Reflex to Cashew Component, IgE, Serum | 6718-1 | Anacardium occidentale Ab.IgE:ACnc:Pt:Ser:Qn: | Fluorescent Enzyme Immunoassay (FEIA)
CASHX | Cashew Component, IgE, Serum | 6718-1 | Anacardium occidentale Ab.IgE:ACnc:Pt:Ser:Qn: | Only orderable as a reflex. For more information see CASHR / Cashew, IgE, with Reflex to Cashew Component, IgE, Serum Fluorescent Enzyme Immunoassay (FEIA)
CASRG | CASR Full Gene Sequencing with Deletion/Duplication, Varies | 82534-9 | CASR gene full mutation analysis:Find:Pt:Bld/Tiss:Doc:Sequencing | Sequence Capture and Next-Generation Sequencing (NGS)
CAT | Cat Epithelium, IgE, Serum | 6833-8 | Cat dander Ab.IgE:ACnc:Pt:Ser:Qn: | Fluorescence Enzyme Immunoassay (FEIA)
CATLN | Calcitonin, Fine-Needle Aspiration Biopsy Needle Wash, Lymph Node | 75709-6 | Calcitonin:MCnc:Pt:Lymph node.FNA:Qn: | Electrochemiluminescence Immunoassay
CATN | Calcitonin, Serum | 1992-7 | Calcitonin:MCnc:Pt:Ser/Plas:Qn: | Electrochemiluminescence Immunoassay
CATP | Catecholamine Fractionation, Free, Plasma | 34551-2 | Catecholamines 3 panel:MCnc:Pt:Plas:Qn: | Liquid Chromatography Tandem Mass Spectrometry (LC-MS/MS)
CATPA | Catecholamine, Endocrine Study, Plasma | 95056-8 | Catecholamines supine and standing panel:-:Pt:Plas:Qn: | Liquid Chromatography Tandem Mass Spectrometry (LC-MS/MS) Includes unconjugated norepinephrine, epinephrine, and dopamine.
CATPF | Cat Epithelium, IgE, with Reflex to Cat Epithelium Components, IgE, Serum | 6833-8 | Cat dander Ab.IgE:ACnc:Pt:Ser:Qn: | Fluorescent Enzyme Immunoassay (FEIA)
CATTR | Cold Agglutinin Titer, Serum | 14658-9 | Cold agglutinin:Titr:Pt:Ser/Plas:SemiQn: | Titration/Red Cell Agglutination
CATU | Catecholamine Fractionation, Free, 24 Hour, Urine | 92938-0 | Catecholamines 3 panel:-:-:Urine:Qn: | Liquid Chromatography Tandem Mass Spectrometry (LC-MS/MS)
CAURS | Candida auris Surveillance, Molecular Detection, PCR, Varies | 95765-4 | Candida auris DNA:PrThr:Pt:XXX:Ord:Non-probe.amp.tar | Real-Time Polymerase Chain Reaction (PCR)
CAVP | California Virus (La Crosse) IgG and IgM, Serum | 96499-9 | La Crosse virus Ab.IgG & IgM panel:-:Pt:Ser:-: | Immunofluorescence Assay (IFA)
CAVPC | California Virus (La Crosse) Encephalitis Antibody Panel, IgG and IgM, Spinal Fluid | 96498-1 | La Crosse virus Ab.IgG & IgM panel:-:Pt:CSF:-: | Immunofluorescence Assay (IFA)
CBBRP | Coxiella burnetii (Q fever), Molecular Detection, PCR, Blood | 90443-3 | Coxiella burnetii aroE gene:PrThr:Pt:Ser/Plas/Bld:Ord:Non-probe.amp.tar | Real-Time Polymerase Chain Reaction (PCR)
CBC | Complete Blood Cell Count (CBC) with Differential, Blood | 57021-8 | Complete blood count W Auto Differential panel:-:Pt:Bld:Qn: | RF/DC (Radio Frequency/Direct Current) Detection/Hydrodynamic Focusing (DC Detection), Flow Cytometry (Using a Semiconductor Laser)/Sodium Lauryl Sulfate (SLS) Hemoglobin
CBL | Blastomyces Antibody Immunodiffusion, Spinal Fluid | 51741-7 | Blastomyces dermatitidis Ab:PrThr:Pt:CSF:Ord:Immune diffusion | Immunodiffusion (ID)
CBRP | Coxiella burnetii (Q fever), Molecular Detection, PCR, Varies | 90442-5 | Coxiella burnetii aroE gene:PrThr:Pt:Tiss:Ord:Non-probe.amp.tar | Real-Time Polymerase Chain Reaction (PCR)
CBSRP | Coxiella burnetii (Q Fever), Molecular Detection, PCR, Serum | 90443-3 | Coxiella burnetii aroE gene:PrThr:Pt:Ser/Plas/Bld:Ord:Non-probe.amp.tar | Real-Time Polymerase Chain Reaction (PCR)
CBUR | Cocklebur, IgE, Serum | 6077-2 | Xanthium commune Ab.IgE:ACnc:Pt:Ser:Qn: | Fluorescence Enzyme Immunoassay (FEIA)
CCHZ | Cheese, Cheddar, IgE, Serum | 6067-3 | Cheese cheddar type Ab.IgE:ACnc:Pt:Ser:Qn: | Fluorescence Enzyme Immunoassay (FEIA)
CCMGG | Comprehensive Cardiomyopathy Gene Panel, Varies | 51966-0 | Genetic disease DNA analysis panel:-:Pt:Bld/Tiss:-:Molgen | Sequence Capture and Targeted Next-Generation Sequencing followed by Polymerase Chain Reaction (PCR) and Sanger Sequencing.
CCMVS | Congenital Cytomegalovirus (cCMV), Molecular Detection, PCR, Saliva | 83065-3 | Cytomegalovirus DNA:PrThr:Pt:Saliva:Ord:Probe.amp.tar | Real-Time Polymerase Chain Reaction (PCR)
CCMVU | Congenital Cytomegalovirus (cCMV), Molecular Detection, PCR, Urine | 4999-9 | Cytomegalovirus DNA:PrThr:Pt:Urine:Ord:Probe.amp.tar | Real-Time Polymerase Chain Reaction (PCR)
CCNT | Coconut, IgE, Serum | 6081-4 | Cocos nucifera Ab.IgE:ACnc:Pt:Ser:Qn: | Fluorescence Enzyme Immunoassay (FEIA)
CCOC | Coccidioides Antibody, Complement Fixation and Immunodiffusion, Spinal Fluid | 88745-5 | Coccidioides immitis Ab.IgG & IgM panel:-:Pt:CSF:-: | Complement Fixation (CF) / Immunodiffusion (ID)
CCP | Cyclic Citrullinated Peptide Antibodies, IgG, Serum | 33935-8 | Cyclic citrullinated peptide Ab.IgG:ACnc:Pt:Ser/Plas:Qn: | Enzyme-Linked Immunosorbent Assay (ELISA)
CCPQ | P/Q-Type Calcium Channel Antibody, Serum | 94349-8 | Voltage-gated calcium channel PQ type binding Ab.IgG+IgM:SCnc:Pt:Ser:Qn:IA | Only orderable as part of a profile. For more information see: PAVAL / Paraneoplastic Autoantibody Evaluation, Serum MGL1 / Myasthenia Gravis/Lambert-Eaton Syndrome Evaluation DMS1 / Dementia Autoimmune Evaluation, Serum ENS1 / Encephalopathy Autoimmune Evaluation, Serum EPS1 / Epilepsy Autoimmune Evaluation, Serum Radioimmunoassay (RIA)
CCTR | Calcium/Creatinine Ratio, Random, Urine | 9321-1 | Calcium/Creatinine:MRto:Pt:Urine:Qn: | Only orderable as part of a profile. For more information see CACR3 / Calcium/Creatinine Ratio, Random, Urine. Calculation
CD10 | CD10 Immunostain, Technical Component Only | Order only;no result |  | Immunohistochemistry (IHC)
CD103 | CD103 Immunostain, Technical Component Only | Order only;no result |  | Immunohistochemistry (IHC)
CD11C | CD11c Immunostain, Technical Component Only | Order only;no result |  | Immunohistochemistry (IHC)
CD123 | CD123 Immunostain, Technical Component Only | Order only;no result |  | Immunohistochemistry (IHC)
CD13 | CD13 Immunostain, Technical Component Only | Order only;no result |  | Immunohistochemistry (IHC)
CD138 | CD138 (Syndecan) Immunostain, Technical Component Only | Order only;no result |  | Immunohistochemistry (IHC)
CD14I | CD14 Immunostain, Technical Component Only | Order only;no result |  | Immunohistochemistry (IHC)
CD15 | CD15 Immunostain, Technical Component Only | Order only;no result |  | Immunohistochemistry (IHC)
CD163 | CD163 Immunostain, Technical Component Only | Order only;no result |  | Immunohistochemistry (IHC)
CD19I | CD19 Immunostain, Technical Component Only | Order only;no result |  | Immunohistochemistry (IHC)
CD1A | CD1a Immunostain, Technical Component Only | Order only;no result |  | Immunohistochemistry (IHC)
CD2 | CD2 Immunostain, Technical Component Only | Order only;no result |  | Immunohistochemistry (IHC)
CD200 | CD200 (OX2) Immunostain, Technical Component Only | Order only;no result |  | Immunohistochemistry (IHC)
CD20B | CD20 on B Cells, Blood | 100994-3 | B-cell CD19 & CD20 subsets panel:-:Pt:XXX:-:Flow cytometry | Flow Cytometry
CD21 | CD21 Immunostain, Technical Component Only | Order only;no result |  | Immunohistochemistry (IHC)
CD22I | CD22 Immunostain, Technical Component Only | Order only;no result |  | Immunohistochemistry (IHC)
CD23 | CD23 Immunostain, Technical Component Only | Order only;no result |  | Immunohistochemistry (IHC)
CD25 | CD25 Immunostain, Technical Component Only | Order only;no result |  | Immunohistochemistry (IHC)
CD273 | CD273 (PD-L2) Immunostain, Technical Component Only | Order only;no result |  | Immunohistochemistry (IHC)
CD279 | CD279 (PD-1) Immunostain, Technical Component Only | Order only;no result |  | Immunohistochemistry (IHC)
CD2B | CD2 Immunostain, Bone Marrow, Technical Component Only | Order only;no result |  | Immunohistochemistry (IHC)
CD30 | CD30 Immunostain, Technical Component Only | Order only;no result |  | Immunohistochemistry (IHC)
CD303 | CD303 (BDCA-2) Immunostain, Technical Component Only | Order only;no result |  | Immunohistochemistry (IHC)
CD31 | CD31 Immunostain, Technical Component Only | Order only;no result |  | Immunohistochemistry (IHC)
CD33 | CD33 Immunostain, Technical Component Only | Order only;no result |  | Immunohistochemistry (IHC)
CD34I | CD34 Immunostain, Technical Component Only | Order only;no result |  | Immunohistochemistry (IHC)
CD35 | CD35 Immunostain, Technical Component Only | Order only;no result |  | Immunohistochemistry (IHC)
CD38 | CD38 Immunostain, Technical Component Only | Order only;no result |  | Immunohistochemistry (IHC)
CD3I | CD3 Immunostain, Technical Component Only | Order only;no result |  | Immunohistochemistry (IHC)
CD40 | B-Cell CD40 Expression by Flow Cytometry, Blood | 104694-5 | Cells.CD40:PrThr:Pt:Bld:Ord:Flow cytometry | Flow Cytometry
CD43 | CD43 Immunostain, Technical Component Only | Order only;no result |  | Immunohistochemistry (IHC)
CD45I | CD45 Leukocyte Common Antigen (LCA) Immunostain, Technical Component Only | Order only;no result |  | Immunohistochemistry (IHC)
CD4I | CD4 Immunostain, Technical Component Only | Order only;no result |  | Immunohistochemistry (IHC)
CD4NY | CD4 Count for Monitoring, New York, Blood | 65759-3 | T-cell subsets CD4 & CD8 panel:-:Pt:Bld:-: | Flow Cytometry
CD5 | CD5 Immunostain, Technical Component Only | Order only;no result |  | Immunohistochemistry (IHC)
CD56 | CD56 Immunostain, Technical Component Only | Order only;no result |  | Immunohistochemistry (IHC)
CD57 | CD57 Immunostain, Technical Component Only | Order only;no result |  | Immunohistochemistry (IHC)
CD61 | CD61 Immunostain, Technical Component Only | Order only;no result |  | Immunohistochemistry (IHC)
CD7 | CD7 Immunostain, Technical Component Only | Order only;no result |  | Immunohistochemistry (IHC)
CD71 | CD71 Immunostain, Technical Component Only | Order only;no result |  | Immunohistochemistry (IHC)
CD79 | CD79a Immunostain, Technical Component Only | Order only;no result |  | Immunohistochemistry (IHC)
CD8I | CD8 Immunostain, Technical Component Only | Order only;no result |  | Immunohistochemistry (IHC)
CD99 | CD99 (MIC-2) Immunostain, Technical Component Only | Order only;no result |  | Immunohistochemistry (IHC)
CDA7X | Drug Abuse Survey with Confirmation, Panel 9, Chain of Custody, Random, Urine | 87428-9 | Drugs of abuse screen W Reflex confirm panel:-:Pt:Urine:-: | Enzymatic Assay/Immunoassay
CDAB | Candida albicans (Monilia), IgE, Serum | 6059-0 | Candida albicans Ab.IgE:ACnc:Pt:Ser:Qn: | Fluorescence Enzyme Immunoassay (FEIA)
CDAU7 | Drug Abuse Survey with Confirmation, Panel 9, Random, Urine | 87428-9 | Drugs of abuse screen W Reflex confirm panel:-:Pt:Urine:-: | Enzymatic Assay/Immunoassay ETOH: Headspace Gas Chromatography with Flame Ionization Detector (HSGC-FID)
CDB | Cadmium, Blood | 5609-3 | Cadmium:MCnc:Pt:Bld:Qn: | Triple Quadrupole Inductively Coupled Plasma Mass Spectrometry (ICP-MS/MS)
CDCOM | Celiac Disease Comprehensive Cascade, Serum and Whole Blood | 94493-4 | Celiac disease IgA & HLA typing & serology panel:-:Pt:Bld/Tiss:-: | IGA: Nephelometry CELI2: Polymerase Chain Reaction (PCR)/Sequence-Specific Oligonucleotide Probe (SSO) CDCM1: Technical Interpretation
CDCU | Cadmium/Creatinine Ratio, Urine | 13471-8 | Cadmium/Creatinine:MRto:Pt:Urine:Qn: | Only orderable as part of profile. For more information, see: -CDUCR / Cadmium/Creatinine Ratio, Random, Urine -HMUCR / Heavy Metal/Creatinine Ratio, with Reflex, Random, Urine Triple-Quadrupole Inductively Coupled Plasma Mass Spectrometry (ICP-MS/MS)
CDG | Carbohydrate Deficient Transferrin for Congenital Disorders of Glycosylation, Serum | 90417-7 | Transferrin.carbohydrate deficient & Apolipoprotein CIII panel:-:Pt:Ser/Plas:-: | Affinity Chromatography-Mass Spectrometry (MS)
CDGF | Celiac Disease Gluten-Free Cascade, Serum and Whole Blood | 94493-4 | Celiac disease IgA & HLA typing & serology panel:-:Pt:Bld/Tiss:-: | Polymerase Chain Reaction (PCR)/Sequence-Specific Oligonucleotide Probe (SSO)
CDGGP | Congenital Disorders of Glycosylation Gene Panel, Varies | 105346-1 | Glycosylation congenital disorders multigene analysis:Find:Pt:Bld/Tiss:Doc:Molgen | Sequence Capture and Targeted Next-Generation Sequencing followed by Polymerase Chain Reaction (PCR) and Sanger Sequencing
CDHZ | Hereditary Diffuse Gastric Cancer Syndrome, CDH1, Full Gene Analysis, Varies | 94240-9 | CDH1 gene deletion+duplication & full mutation analysis:Find:Pt:Bld/Tiss:Doc:Molgen | Sequence Capture and Targeted Next-Generation Sequencing followed by Polymerase Chain Reaction (PCR) and Sanger Sequencing
CDIF | Clostridioides difficile Culture, Varies | 562-9 | Clostridioides difficile:PrThr:Pt:Stool:Ord:Organism specific culture | Conventional Culture Technique
CDIFS | Clostridioides difficile Culture with Antimicrobial Susceptibilities, Varies | 105047-5 | Clostridioides difficile presence and susceptibility:Find:Pt:XXX:Doc:Organism specific culture | Conventional Culture Technique with Minimum Inhibitory Concentration (MIC) by Agar Dilution
CDKP1 | CD68 (KP1) Immunostain, Tissue, Technical Component Only | Order only;no result |  | Immunohistochemistry (IHC)
CDKPB | CD68 (KP1) Immunostain, Bone Marrow, Technical Component Only | Order only;no result |  | Immunohistochemistry (IHC)
CDKZ | CDKN1C Gene, Full Gene Analysis, Varies | 94193-0 | CDKN1C gene full mutation analysis:Find:Pt:Bld/Tiss:Doc:Sequencing | Polymerase Chain Reaction (PCR) followed by DNA Sequencing
CDOMB | Cadmium for Occupational Monitoring, Blood | 5609-3 | Cadmium:MCnc:Pt:Bld:Qn: | Triple Quadrupole Inductively Coupled Plasma Mass Spectrometry (ICP-MS/MS)
CDOU | Cadmium Occupational Exposure, Random, Urine | 13471-8 | Cadmium/Creatinine:MRto:Pt:Urine:Qn: | Only orderable as part of profile. For more information see: -CDUOE / Cadmium Occupational Exposure, Random, Urine -HMUOE / Heavy Metal Occupational Exposure, with Reflex, Random, Urine Triple-Quadrupole Inductively Coupled Plasma Mass Spectrometry (ICP-MS/MS)
CDP | Chlordiazepoxide and Metabolite, Serum | 33060-5 | chlordiazePOXIDE+Metabolites:MCnc:Pt:Ser/Plas:Qn: | Liquid Chromatography Tandem Mass Spectrometry (LC-MS/MS)
CDPCR | Clostridioides difficile Toxin, PCR, Feces | 54067-4 | Clostridioides difficile toxin genes:PrThr:Pt:Stool:Ord:Probe.amp.tar | Real-Time Polymerase Chain Reaction (PCR)/Reverse Transcription-(RT) PCR
CDROP | Chicken Droppings, IgE, Serum | 19734-3 | Chicken droppings Ab.IgE:ACnc:Pt:Ser:Qn: | Fluorescence Enzyme Immunoassay (FEIA)
CDS1 | CNS Demyelinating Disease Evaluation, Serum | 102085-8 | CNS demyelinating disease panel:-:Pt:Ser/Plas:-:Flow cytometry | Flow Cytometry
CDSP | Celiac Disease Serology Cascade, Serum | 94494-2 | Celiac disease serology panel:-:Pt:Ser:-: | Nephelometry
CDTA | Carbohydrate Deficient Transferrin, Adult, Serum | 53803-3 | Transferrin.carbohydrate deficient panel:-:-:Ser/Plas:-: | Affinity Chromatography/Mass Spectrometry (MS)
CDU | Cadmium, 24 Hour, Urine | 5612-7 | Cadmium:MRat:24H:Urine:Qn: | Triple-Quadrupole Inductively Coupled Plasma Mass Spectrometry (ICP-MS/MS)
CDUCR | Cadmium/Creatinine Ratio, Random, Urine | 13471-8 | Cadmium/Creatinine:MRto:Pt:Urine:Qn: | CDCU: Triple-Quadrupole Inductively Coupled Plasma Mass Spectrometry (ICP-MS/MS) CRETR: Enzymatic Colorimetric Assay
CDUOE | Cadmium Occupational Exposure, Random, Urine | 13471-8 | Cadmium/Creatinine:MRto:Pt:Urine:Qn: | CDOU: Triple -Quadrupole Inductively Coupled Plasma Mass Spectrometry (ICP-MS/MS) CRETR: Enzymatic Colorimetric Assay
CDX2 | CDX2 Immunostain, Technical Component Only | Order only;no result |  | Immunohistochemistry (IHC)
CEA | Carcinoembryonic Antigen (CEA), Serum | 83085-1 | Carcinoembryonic Ag:MCnc:Pt:Ser/Plas:Qn:IA | Immunoenzymatic Assay
CEAC | Cephalosporium acremonium, IgE, Serum | 6066-5 | Acremonium sp Ab.IgE:ACnc:Pt:Ser:Qn: | Fluorescence Enzyme Immunoassay (FEIA)
CEAPC | Carcinoembryonic Antigen (CEA), Pancreatic Cyst Fluid | 97747-0 | Carcinoembryonic Ag:MCnc:Pt:Asp:Qn: | Immunoenzymatic Assay
CEAPT | Carcinoembryonic Antigen (CEA), Peritoneal Fluid | 40622-3 | Carcinoembryonic Ag:MCnc:Pt:Periton fld:Qn: | Immunoenzymatic Assay
CEASF | Carcinoembryonic Antigen (CEA), Spinal Fluid | 2037-0 | Carcinoembryonic Ag:MCnc:Pt:CSF:Qn: | Immunoenzymatic Assay
CED | Mountain Cedar, IgE, Serum | 6178-8 | Juniperus sabinoides Ab.IgE:ACnc:Pt:Ser:Qn: | Fluorescence Enzyme Immunoassay (FEIA)
CEDR | Cedar, IgE, Serum | 26049-7 | Libocedrus decurrens Ab.IgE:ACnc:Pt:Ser:Qn: | Fluorescence Enzyme Immunoassay (FEIA)
CEE20 | CD20 Cell Expression Evaluation, Varies | 100992-7 | CD20 cell expression evaluation:Find:Pt:XXX:Doc:Flow cytometry | Immunophenotyping
CEE49 | CD49d Cell Expression Evaluation, Varies | 100993-5 | CD49d cell expression evaluation:Find:Pt:XXX:Doc:Flow cytometry | Immunophenotyping
CEE52 | CD52 Cell Expression Evaluation, Varies | 100991-9 | CD52 cell expression evaluation:Find:Pt:XXX:Doc:Flow cytometry | Immunophenotyping
CELI | Celiac Associated HLA-DQ Alpha 1 and DQ Beta 1 DNA Typing, Blood | 94492-6 | HLA-DQA1 & HLA-DQB1 typing panel:-:Pt:Bld/Tiss:-:Molgen | Polymerase Chain Reaction (PCR)/Sequence-Specific Oligonucleotide Probe (SSO)
CELY | Celery, IgE, Serum | 6065-7 | Apium graveolens Ab.IgE:ACnc:Pt:Ser:Qn: | Fluorescence Enzyme Immunoassay (FEIA)
CERAM | MI-Heart Ceramides, Plasma | 93883-7 | Ceramide panel:-:Pt:Plas:Qn: | Liquid Chromatography Tandem Mass Spectrometry (LC-MS/MS)
CERS | Ceruloplasmin, Serum | 2064-4 | Ceruloplasmin:MCnc:Pt:Ser/Plas:Qn: | Nephelometric Assay
CFMP | Cystic Fibrosis, CFTR Gene, Variant Panel, Varies | 38404-0 | CFTR gene targeted mutation analysis:Find:Pt:Bld/Tiss:Doc:Molgen | Targeted Genotyping Array
CFNPC | Cytology FNA (Bill Only) | 33718-8 | Cytology report:Find:Pt:Tiss.FNA:Doc:Cyto stain
CFRC | Bacterial Culture, Cystic Fibrosis, Respiratory | 44798-7 | Burkholderia sp identified:Prid:Pt:XXX:Nom:Organism specific culture | Conventional Culture Technique
CFRCS | Bacterial Culture, Cystic Fibrosis with Antimicrobial Susceptibilities, Varies | 44798-7 | Burkholderia sp identified:Prid:Pt:XXX:Nom:Organism specific culture | Conventional Culture Technique with Minimal Inhibitory Concentration (MIC) (Agar Dilution or Broth Microdilution or Gradient Diffusion) or Disk Diffusion (if appropriate)
CFSMN | Cystic Fibrosis and Spinal Muscular Atrophy Carrier Screen Panel, Varies | 98039-1 | Preconception &or prenatal carrier screening multigene analysis:Find:Pt:Bld/Tiss:Doc:Molgen | Targeted Genotyping Array
CFTH | Canary Feathers, IgE, Serum | 7171-2 | Canary feather Ab.IgE:ACnc:Pt:Ser:Qn: | Fluorescence Enzyme Immunoassay (FEIA)
CFTRN | Cystic Fibrosis Transmembrane Conductance Regulator, CFTR, Full Gene Analysis, Varies | 90256-9 | CFTR gene full mutation analysis:Find:Pt:Bld/Tiss:Doc:Sequencing | Sequence Capture and Targeted Next-Generation Sequencing (NGS) followed by Polymerase Chain Reaction (PCR) and Sanger Sequencing
CFX | Protein C Activity, Plasma | 27818-4 | Protein C actual/Normal:RelCCnc:Pt:PPP:Qn:Chromo | Chromogenic
CGAK | Chromogranin A, Serum | 9811-1 | Chromogranin A:MCnc:Pt:Ser/Plas:Qn: | Immunofluorescent Assay (IFA)
CGPH | Custom Gene Panel, Hereditary, Next-Generation Sequencing, Varies | 105259-6 | Hereditary multigene analysis:Find:Pt:Bld/Tiss:Doc:Molgen | Sequence Capture and Next-Generation Sequencing (NGS)/Polymerase Chain Reaction (PCR), Sanger Sequencing or Multiplex Ligation-Dependent Probe Amplification (MLPA)
CGRNA | Chlamydia trachomatis and Neisseria gonorrhoeae, Nucleic Acid Amplification, Varies | 64017-7 | Chlamydia trachomatis & Neisseria gonorrhoeae rRNA panel:-:Pt:XXX:-:Probe.amp.tar | Transcription Mediated Amplification
CH8B | Chromogenic Factor VIII Inhibitor Bethesda Titer, Plasma | 93450-5 | Coagulation factor VIII Inhibitor:ACnc:Pt:PPP:Qn:Chromo | Only orderable as part of a profile. For more information see CH8BP / Chromogenic Factor VIII Inhibitor Bethesda Profile, Plasma. Chromogenic
CH8BI | Chromogenic Factor VIII Inhibitor Bethesda Profile Interpretation | 95122-8 | Coagulation factor VIII inhibitor:Imp:Pt:PPP:Nom:Chromo | Only orderable as part of a profile. For more information see CHF8P / Chromogenic Factor VIII Inhibitor Bethesda Profile, Plasma. Medical Interpretation
CH9 | Chromogenic Factor IX Activity Assay, Plasma | 88449-4 | Coagulation factor IX activity actual/Normal:RelCCnc:Pt:PPP:Qn:Chromo | Chromogenic
CHAGS | Trypanosoma cruzi Total Antibody, Enzyme-Linked Immunosorbent Assay, Serum | 57320-4 | Trypanosoma cruzi Ab:PrThr:Pt:Ser/Plas:Ord:IA | Enzyme-Linked Immunosorbent Assay (ELISA)
CHBVS | Chronic Hepatitis B Screen, Serum | 5196-1 | Hepatitis B virus surface Ag:PrThr:Pt:Ser/Plas:Ord:IA | Electrochemiluminescence Immunoassay (ECLIA)
CHCK | Chicken Feathers, IgE, Serum | 6070-7 | Chicken feather Ab.IgE:ACnc:Pt:Ser:Qn: | Fluorescence Enzyme Immunoassay (FEIA)
CHDGG | Congenital Heart Disease Gene Panel, Varies | 51966-0 | Genetic disease DNA analysis panel:-:Pt:Bld/Tiss:-:Molgen | Sequence Capture and Targeted Next-Generation Sequencing followed by Polymerase Chain Reaction (PCR) and Sanger Sequencing
CHER | Cherry, IgE, Serum | 6719-9 | Prunus avium Ab.IgE:ACnc:Pt:Ser:Qn: | Fluorescence Enzyme Immunoassay (FEIA)
CHF8 | Chromogenic Factor VIII Activity Assay, Plasma | 49865-9 | Coagulation factor VIII activity actual/Normal:RelACnc:Pt:PPP:Qn:Chromo | Chromogenic
CHF8P | Chromogenic Factor VIII Inhibitor Bethesda Profile, Plasma | 95121-0 | Coagulation factor VIII activity & inhibitor panel:-:Pt:PPP:-:Chromo | Chromogenic
CHGL | Chaetomium globosum, IgE, Serum | 7200-9 | Chaetomium globosum Ab.IgE:ACnc:Pt:Ser:Qn: | Fluorescence Enzyme Immunoassay (FEIA)
CHIC | Chicken, IgE, Serum | 40879-9 | Chicken Ab.IgE:ACnc:Pt:Ser:Qn: | Fluorescence Enzyme Immunoassay (FEIA)
CHIDB | Chimerism-Donor, Varies | 31208-2 | Specimen source:Prid:Pt:XXX:Nom: | Polymerase Chain Reaction (PCR) Amplification/Capillary Electrophoresis
CHIKC | Chikungunya Virus, PCR, Molecular Detection, Spinal Fluid | 81153-9 | Chikungunya virus non-structural protein 1 (nsP1) RNA:PrThr:Pt:CSF:Ord:Probe.amp.tar | Real-Time Reverse Transcription Polymerase Chain Reaction (RT-PCR)/DNA Probe Hybridization
CHIKG | Chikungunya IgG, Antibody, Serum | 88630-9 | Chikungunya virus Ab.IgG:PrThr:Pt:Ser/Plas:Ord:IA | Only orderable as part of a profile. For more information see CHIKV / Chikungunya IgM and IgG, Antibody, Serum.
CHIKI | Chikungunya Interpretation | 69048-7 | Immunologist review:Imp:Pt:XXX:Nar: | Only orderable as part of a profile. For more information see CHIKV / Chikungunya IgM and IgG, Antibody, Serum.
CHIKM | Chikungunya IgM, Antibody, Serum | 88629-1 | Chikungunya virus Ab.IgM:PrThr:Pt:Ser/Plas:Ord:IA | Only orderable as part of a profile. For more information see CHIKV / Chikungunya IgM and IgG, Antibody, Serum.
CHIKS | Chikungunya Virus, PCR, Molecular Detection, Serum | 81152-1 | Chikungunya virus non-structural protein 1 (nsP1) RNA:PrThr:Pt:Ser:Ord:Probe.amp.tar | Real-Time Reverse Transcription Polymerase Chain Reaction (PCR)/DNA Probe Hybridization
CHIKV | Chikungunya IgM and IgG, Antibody, Serum | 93976-9 | Chikungunya virus Ab.IgM & IgG panel:-:Pt:Ser/Plas:Ord: | CHIKM, CHIKG: Enzyme-Linked Immunosorbent Assay (ELISA) CHIKI: Technical Interpretation
CHILI | Chili Pepper, IgE, Serum | 7591-1 | Capsicum frutescens Ab.IgE:ACnc:Pt:Ser:Qn: | Fluorescence Enzyme Immunoassay (FEIA)
CHIMS | Chimerism Transplant Sorted Cells, Varies | 34574-4 | Path report.final diagnosis:Imp:Pt:Specimen:Nom: | Polymerase Chain Reaction (PCR) Amplification/Capillary Electrophoresis
CHIMU | Chimerism Transplant No Cell Sort, Varies | 34574-4 | Path report.final diagnosis:Imp:Pt:Specimen:Nom: | Polymerase Chain Reaction (PCR) Amplification/Capillary Electrophoresis
CHLAP | Chlamydia IgM and IgG Panel, Immunofluorescence, Serum | 77166-7 | Chlamydia sp Ab.IgG & IgM panel:Titr:Pt:Ser:SemiQn:IF | Micro-Immunofluorescent Antibody (MIF) Assay
CHLBF | Cholesterol, Body Fluid | 12183-0 | Cholesterol:MCnc:Pt:Body fld:Qn: | Colorimetry
CHLE | Cholesteryl Esters, Serum | 21197-9 | Cholesterol esters/Cholesterol.total:MFr:Pt:Ser/Plas:Qn: | Enzymatic Colorimetric
CHLG | Chlamydia IgG, Immunofluorescence, Serum | 10848-0 | Chlamydia sp Ab.IgG:Titr:Pt:Ser:SemiQn:IF | Micro-Immunofluorescent Antibody (MIF) Assay
CHLGP | Cholestasis Gene Panel, Varies | 105345-3 | Cholestasis multigene analysis:Find:Pt:Bld/Tiss:Doc:Molgen | Sequence Capture and Targeted Next-Generation Sequencing followed by Polymerase Chain Reaction (PCR) and Sanger Sequencing.
CHLM | Chlamydia IgM, Immunofluorescence, Serum | 10849-8 | Chlamydia sp Ab.IgM:Titr:Pt:Ser:SemiQn:IF | Micro-Immunofluorescent Antibody (MIF) Assay
CHOL | Cholesterol, Total, Serum | 2093-3 | Cholesterol:MCnc:Pt:Ser/Plas:Qn: | Enzymatic Colorimetric
CHOU | Carbohydrate, Urine | 16550-6 | Carbohydrates:Prid:Pt:Urine:Nom: | Thin-Layer Chromatography (TLC), Qualitative
CHRAF | Chromosome Analysis, Amniotic Fluid | 62351-2 | Chromosome analysis panel:-:Pt:Amnio fld:-:G-banded | Cell Culture followed by Chromosome Analysis
CHRBM | Chromosome Analysis, Hematologic Disorders, Bone Marrow | 81861-7 | Karyotype:Find:Pt:Bone mar:Doc: | Cell Culture without Mitogens followed by Chromosome Analysis
CHRCB | Chromosome Analysis, Congenital Disorders, Blood | 81862-5 | Karyotype^post mitogen stimulation:Find:Pt:Bld/Tiss:Doc: | Cell Culture with Mitogens followed by Chromosome Analysis
CHRCV | Chromosome Analysis, Chorionic Villus Sampling | 62350-4 | Chromosome analysis panel:-:Pt:CVS:-:G-banded | Cell Culture Followed by Chromosome Analysis
CHRGB | Chimerism-Recipient Germline (Pretransplant), Varies | 31208-2 | Specimen source:Prid:Pt:XXX:Nom: | Polymerase Chain Reaction (PCR) Amplification/Capillary Electrophoresis
CHRHB | Chromosome Analysis, Hematologic Disorders, Blood | 62348-8 | Chromosome analysis panel:-:Pt:Bld:-:G-banded | Cell Culture without Mitogens followed by Chromosome Analysis
CHRO | Chromogranin Immunostain, Technical Component Only | Order only;no result |  | Immunohistochemistry (IHC)
CHRTI | Chromosome Analysis, Skin Biopsy | 62353-8 | Chromosome analysis panel:-:Pt:Skin:-:G-banded | Cell Culture followed by Chromosome Analysis
CHSBP | Chronic Hepatitis B Monitoring Profile, Serum | 95148-3 | Hepatitis B virus surface Ag & little e Ab & Ag panel:-:Pt:Ser/Plas:-: | Electrochemiluminescence Immunoassay (ECLIA)
CHUB | Chub Mackerel, IgE, Serum | 10925-6 | Scomber japonicus Ab.IgE:ACnc:Pt:Ser:Qn: | Fluorescence Enzyme Immunoassay (FEIA)
CHXP | Chick Pea, IgE, Serum | 7573-9 | Cicer arietinus Ab.IgE:ACnc:Pt:Ser:Qn: | Fluorescence Enzyme Immunoassay (FEIA)
CIDP | Chronic Inflammatory Demyelinating Polyradiculoneuropathy/Nodopathy Evaluation, Serum | 101447-1 | Contactin-associated protein 1 Ab.IgG & Neurofascin155 Ab.IgG4 panel:-:Pt:Ser/Plas:-: | CONCS: Cell Binding Assay (CBA) NF4FS: Flow Cytometry (FCM) CIDPI: Medical Interpretation
CIDPI | Chronic Inflammatory Demyelinating Polyradiculoneuropathy/Nodopathy Interpretation, Serum | 69048-7 | Immunologist review Imp:Pt:XXX:Nar: | Only orderable as part of a profile. For more information see CIDP / Chronic Inflammatory Demyelinating Polyradiculoneuropathy/Nodopathy Evaluation, Serum. Medical Interpretation
CIFA | Cutaneous Immunofluorescence Antibodies, IgA, Serum | 104828-9 | Intercellular substance & basement membrane Ab.IgA panel:-:Pt:Ser:-: | Indirect Immunofluorescence Assay (IFA)
CIFS | Cutaneous Immunofluorescence Antibodies, IgG, Serum | 104835-4 | Intercellular substance & basement membrane Ab.IgG panel:-:Pt:Ser:-: | Indirect Immunofluorescence
CIMRP | Coccidioides immitis/posadasii, Molecular Detection, PCR, Varies | 97916-1 | Coccidioides sp DNA:PrThr:Pt:XXX:Ord:Probe.amp.tar | Real-Time Polymerase Chain Reaction (PCR)
CIMT | Coccidioides immitis/posadasii, Molecular Detection, PCR, Paraffin, Tissue | 95913-0 | Coccidioides sp DNA:PrThr:Pt:Tiss:Ord:Probe.amp.tar | Real-Time Polymerase Chain Reaction (PCR)
CINN | Cinnamon, IgE, Serum | 6837-9 | Cinnamomum spp Ab.IgE:ACnc:Pt:Ser:Qn: | Fluorescence Enzyme Immunoassay (FEIA)
CINP | Cortisol, Mass Spectrometry, Serum | 87429-7 | Cortisol AM & PM panel:-:Pt:Ser/Plas:-: | Liquid Chromatography Tandem Mass Spectrometry (LC-MS/MS)
CITR | Citrate Excretion, 24 Hour, Urine | 6687-8 | Citrate:MRat:24H:Urine:Qn: | Enzymatic
CITR2 | Citrate Concentration, Random, Urine | 2128-7 | Citrate:MCnc:Pt:Urine:Qn: | Only orderable as part of a profile. For more information see CITRA / Citrate Excretion, Random, Urine.
CITRA | Citrate Excretion, Random, Urine | 13722-4 | Citrate/Creatinine:MRto:Pt:Urine:Qn: | Enzymatic
CIVC | Cortisol, Inferior Vena Cava, Serum | 2143-6 | Cortisol:MCnc:Pt:Ser/Plas:Qn: | Liquid Chromatography Tandem Mass Spectrometry (LC-MS/MS)
CJDE | Creutzfeldt-Jakob Disease Evaluation, Spinal Fluid | 97502-9 | Prion disease biomarker panel:-:Pt:CSF:-: | CJDEI: Medical Interpretation RTQPC: Real-Time Quaking-Induced Conversion (RT-QuIC) ADCJD: Electrochemiluminescent Immunoassay (ECLIA)
CK | Creatine Kinase (CK), Serum | 2157-6 | Creatine kinase:CCnc:Pt:Ser/Plas:Qn: | Photometric, Creatine Phosphate + ADP
CKDGP | Cystic Kidney Disease Gene Panel, Varies | 51966-0 | Genetic disease DNA analysis panel:-:Pt:Bld/Tiss:-:Molgen | Sequence Capture and Amplicon-based Next-Generation Sequencing (NGS)
CL | Chloride, Serum | 2075-0 | Chloride:SCnc:Pt:Ser/Plas:Qn: | Potentiometric/Indirect Ion-Selective Electrode
CLAD | Cladosporium, IgE, Serum | 53760-5 | Cladosporium sp Ab.IgE:ACnc:Pt:Ser:Qn: | Fluorescence Enzyme Immunoassay (FEIA)
CLADP | Congenital Lactic Acidosis Panel, Varies | 105352-9 | Congenital lactic acidosis multigene analysis:Find:Pt:Bld/Tiss:Doc:Molgen | Sequence Capture and Targeted Next-Generation Sequencing followed by Polymerase Chain Reaction (PCR) and Sanger Sequencing/Long-Range Polymerase Chain Reaction (L-RPCR) followed by Next-Generation Sequencing (NGS)
CLAM | Clam, IgE, Serum | 6076-4 | Ruditapes spp Ab.IgE:ACnc:Pt:Ser:Qn: | Fluorescence Enzyme Immunoassay (FEIA)
CLAUD | Claudin-1 Immunostain, Technical Component Only | Order only;no result |  | Immunohistochemistry (IHC)
CLAV | Cortisol, Left Adrenal Vein, Serum | 2143-6 | Cortisol:MCnc:Pt:Ser/Plas:Qn: | Liquid Chromatography Tandem Mass Spectrometry (LC-MS/MS)
CLD18 | Claudin 18 (CLDN18) (43-14A), Semi-Quantitative Immunohistochemistry, Manual | 105011-1 | Claudin 18:Imp:Pt:Tiss:Nar:Immune stain | Immunohistochemistry (IHC)
CLDN4 | Claudin-4 Immunostain, Technical Component Only | Order only;no result |  | Immunohistochemistry (IHC)
CLFA | Cryptococcus Antigen Screen with Titer, Spinal Fluid | 29896-8 | Cryptococcus sp Ag:PrThr:Pt:CSF:Ord:IA | Lateral Flow Assay (LFA)
CLFAT | Cryptococcus Antigen Titer, Lateral Flow Assay, Spinal Fluid | 9817-8 | Cryptococcus sp Ag:Titr:Pt:CSF:SemiQn:IA | Lateral Flow Assay (LFA)
CLFIB | Fibrinogen, Clauss, Plasma | 48664-7 | Fibrinogen:MCnc:Pt:PPP:Qn:Coag.derived | Only orderable as part of a profile or reflex. For more information, see: ALBLD / Bleeding Diathesis Profile, Limited, Plasma APROL / Prolonged Clot Time Profile, Plasma AATHR / Thrombophilia Profile, Plasma and Whole Blood ADIC / Disseminated Intravascular Coagulation/Intravascular Coagulation and Fibrinolysis (DIC/ICF) Profile, Plasma ALUPP / Lupus Anticoagulant Profile, Plasma Clauss
CLIR | CLIR Supplemental Report | 55107-7 | Addendum:Find:Pt:^Patient:Doc:
CLLDF | Chronic Lymphocytic Leukemia, Diagnostic FISH, Varies | 101788-8 | Chronic lymphocytic leukemia gene rearrangements:Find:Pt:Bld/Bone mar:Doc:FISH | Fluorescence In Situ Hybridization (FISH)
CLLMF | Chronic Lymphocytic Leukemia, Specified FISH, Varies | 101920-7 | Chronic lymphocytic leukemia gene targeted rearrangements:Find:Pt:Bld/Bone mar:Doc:FISH | Fluorescence In Situ Hybridization (FISH)
CLOBZ | Clobazam and Metabolite, Serum | 79408-1 | Clobazam & norclobazam panel:-:Pt:Ser/Plas:Qn: | Liquid Chromatography Tandem Mass Spectrometry (LC-MS/MS)
CLOM | Clomipramine, Serum | 43127-0 | clomiPRAMINE & Norclomipramine panel:-:Pt:Ser/Plas:Qn: | Liquid Chromatography Tandem Mass Spectrometry (LC-MS/MS)
CLOV | Clove, IgE, Serum | 7234-8 | Syzygium aromaticum Ab.IgE:ACnc:Pt:Ser:Qn: | Fluorescence Enzyme Immunoassay (FEIA)
CLPMG | Phospholipid (Cardiolipin) Antibodies, IgG and IgM, Serum | 24319-6 | Cardiolipin Ab.IgG & IgM panel:-:Pt:Ser:Qn: | Enzyme-Linked Immunosorbent Assay (ELISA)
CLU | Chloride, 24 Hour, Urine | 43128-8 | Chloride panel:-:24H:Urine:Qn: | Potentiometric, Indirect Ion-Selective Electrode (ISE)
CLUS | Clusterin Immunostain, Technical Component Only | Order only;no result |  | Immunohistochemistry (IHC)
CLZ | Clozapine, Serum | 65632-2 | Clozapine & Norclozapine panel:-:Pt:Ser/Plas:-: | Liquid Chromatography Tandem Mass Spectrometry (LC-MS/MS)
CL_F | Chloride, Feces | 15158-9 | Chloride:SCnc:Pt:Stool:Qn: | Indirect Ion-Selective Electrode (ISE) Potentiometry
CMA | Centromere Antibodies, IgG, Serum | 31290-0 | Centromere Ab.IgG:ACnc:Pt:Ser:Qn: | Multiplex Flow Immunoassay
CMACB | Chromosomal Microarray, Congenital, Blood | 62343-9 | Chromosome analysis copy number change panel:-:Pt:Bld/Tiss:-:Microarray | Chromosomal Microarray (CMA)
CMAH | Chromosomal Microarray, Hematologic Disorders, Varies | 94087-4 | Chromosome analysis:Find:Pt:Bld/Tiss:Doc:Microarray | Chromosomal Microarray (CMA)
CMAMA | Comprehensive Metabolic Panel, Serum | 24323-8 | Comprehensive metabolic 2000 panel:-:Pt:Ser/Plas:Qn: | KS, NAS, CL: Potentiometric, Indirect Ion-Selective Electrode HCO3: Photometric/Enzymatic AGAP: Calculation BUN: Photometric, Urease CRTS1: Enzymatic Colorimetric Assay CA: Photometric, GLURA: Enzymatic Photometric Assay TP: Colorimetric, Biuret ALB: Photometric, Bromcresol Green AST: Photometric Rate, L-Aspartate with Pyridoxyl-5-Phosphate ALP: Colorimetric ALT: Photometric Rate, L-Alanine with Pyridoxal-5-Phosphate BILIT: Photometric, Diazonium Salt
CMAMT | Chromosomal Microarray, Autopsy/Products of Conception/Stillbirth, Tissue | 94087-4 | Chromosome analysis:Find:Pt:Bld/Tiss:Doc:Microarray | Chromosomal Microarray (CMA)
CMAP | Chromosomal Microarray, Prenatal, Amniotic Fluid/Chorionic Villus Sampling | 86611-1 | Chromosome analysis:Find:Pt:Amnio fld/CVS:Doc:Microarray | Chromosomal Microarray (CMA)
CMAPC | Chromosomal Microarray, Autopsy, Products of Conception, or Stillbirth | 94087-4 | Chromosome analysis:Find:Pt:Bld/Tiss:Doc:Microarray | Chromosomal Microarray (CMA)
CMAPT | Chromosomal Microarray, Tumor, Formalin-Fixed Paraffin-Embedded | 94087-4 | Chromosome analysis:Find:Pt:Bld/Tiss:Doc:Microarray | Chromosomal Microarray (CMA)
CMAT | Chromosomal Microarray, Tumor, Fresh or Frozen | 94087-4 | Chromosome analysis:Find:Pt:Bld/Tiss:Doc:Microarray | Chromosomal Microarray (CMA)
CMET | cMET Immunostain, Technical Component Only | Order only;no result |  | Immunohistochemistry (IHC)
CMIL | Common Millet, IgE, Serum | 6175-4 | Panicum milliaceum Ab.IgE:ACnc:Pt:Ser:Qn: | Fluorescence Enzyme Immunoassay (FEIA)
CMITO | Combined Mitochondrial Full Genome and Nuclear Gene Panel, Varies | 86206-0 | Whole genome sequence analysis:Find:Pt:Bld/Tiss:Doc:Molgen | Sequence Capture and Targeted Next-Generation Sequencing (NGS) followed by Polymerase Chain Reaction (PCR) and Sanger Sequencing
CMMPP | Cobalamin, Methionine, and Methylmalonic Acid Pathways, Plasma | 104535-0 | Cobalamin, Methionine & Methylmalonic Acid Pathways Panel:-:Pt:Ser/Plas:-: | Liquid Chromatography Tandem Mass Spectrometry (LC-MS/MS)
CMMPS | Cobalamin, Methionine, and Methylmalonic Acid Pathways, Serum | 104535-0 | Cobalamin, Methionine & Methylmalonic Acid Pathways Panel:-:Pt:Ser/Plas:-: | Liquid Chromatography Tandem Mass Spectrometry (LC-MS/MS)
CMPRE | Family Member Comparator Specimen for Exome Sequencing, Varies | 86205-2 | Whole exome sequence analysis:Find:Pt:Bld/Tiss:Doc:Molgen | Sequence Capture and Targeted Next-Generation Sequencing followed by Sanger Sequencing or Quantitative Polymerase Chain Reaction (qPCR), as needed
CMPRG | Family Member Comparator Specimen for Genome Sequencing, Varies | 86206-0 | Whole genome sequence analysis:Find:Pt:Bld/Tiss:Doc:Molgen | Next-Generation Sequencing (NGS) followed by Sanger Sequencing, Quantitative Polymerase Chain Reaction (qPCR), or other methods, as needed
CMSP | Inherited Congenital Myasthenic Syndrome Gene Panel, Varies | 103732-4 | Hereditary congenital myasthenic syndrome multigene analysis:Find:Pt:Bld/Tiss:Doc:Molgen | Sequence Capture and Targeted Next-Generation Sequencing followed by Polymerase Chain Reaction (PCR) and Sanger Sequencing
CMUMP | Mumps Virus Antibodies, IgG and IgM, Spinal Fluid | 88458-5 | Mumps virus Ab.IgG & IgM panel:-:Pt:CSF:-:IF | Immunofluorescence
CMVC8 | Cytomegalovirus (CMV) CD8 T-Cell Immune Competence, Quantitative Assessment by Flow Cytometry, Blood | 95184-8 | Cytomegalovirus T-cell immunodeficiency panel:-:Pt:Bld:Qn:Flow cytometry | Flow Cytometry
CMVG | Cytomegalovirus (CMV) Antibodies, IgG, Serum | 13949-3 | Cytomegalovirus Ab.IgG:PrThr:Pt:Ser/Plas:Ord:IA | Multiplex Flow Immunoassay (MFI)
CMVI | Cytomegalovirus (CMV) Immunostain, Technical Component Only | Order only;no result |  | Immunohistochemistry (IHC)
CMVM | Cytomegalovirus (CMV) Antibodies, IgM, Serum | 24119-0 | Cytomegalovirus Ab.IgM:PrThr:Pt:Ser/Plas:Ord:IA | Multiplex Flow Immunoassay (MFI)
CMVP | Cytomegalovirus (CMV) Antibodies, IgM and IgG, Serum | 87424-8 | Cytomegalovirus Ab.IgG & IgM Panel:-:Pt:Ser/Plas:Ord: | Multiplex Flow Immunoassay (MFI)
CMVPV | Cytomegalovirus (CMV) Molecular Detection, PCR, Varies | 5000-5 | Cytomegalovirus DNA:PrThr:Pt:XXX:Ord:Probe.amp.tar | Real-Time Polymerase Chain Reaction (PCR)/DNA Probe Hybridization
CMVQN | Cytomegalovirus (CMV) DNA Detection and Quantification by Real-Time PCR, Plasma | 72493-0 | Cytomegalovirus DNA:ACnc:Pt:Ser/Plas:Qn:Probe.amp.tar | Real-Time Polymerase Chain Reaction (RT-PCR)
CNSA | Central Nervous System Consultation, Autopsy, Varies | 18743-5 | Autopsy report:Find:Pt:{Setting}:Doc:{Role} | Stain
CNUT | Chestnut, Sweet, IgE, Serum | 6259-6 | Castanea sativa Ab.IgE:ACnc:Pt:Ser:Qn: | Fluorescence Enzyme Immunoassay (FEIA)
CO4D | Complement 4d Immunostain, Technical Component Only | Order only;no result |  | Immunohistochemistry (IHC)
COBRU | Cobalt/Creatinine Ratio, Random, Urine | 13468-4 | Cobalt/Creatinine:MRto:Pt:Urine:Qn: | COBR: Inductively Coupled Plasma-Mass Spectrometry (ICP-MS) CRETR: Enzymatic Colorimetric Assay
COCOA | Cacao/Cocoa, IgE, Serum | 6080-6 | Theobroma cacao Ab.IgE:ACnc:Pt:Ser:Qn: | Fluorescence Enzyme Immunoassay (FEIA)
COCOU | Cortisol/Cortisone, Free, 24 Hour, Urine | 101319-2 | Cortisol & Cortisone panel:-:24H:Urine:-: | Liquid Chromatography Tandem Mass Spectrometry (LC-MS/MS)
COCR | Cockroach, IgE, Serum | 6078-0 | Blatella germanica Ab.IgE:ACnc:Pt:Ser:Qn: | Fluorescence Enzyme Immunoassay (FEIA)
COD | Codfish, IgE, Serum | 6082-2 | Gadus morhua Ab.IgE:ACnc:Pt:Ser:Qn: | Fluorescence Enzyme Immunoassay (FEIA)
COGBF | B-Cell Acute Lymphoblastic Leukemia/Lymphoma (ALL), Children's Oncology Group Enrollment Testing, FISH, Varies | 102100-5 | B-cell acute lymphoblastic leukemia:Find:Pt:Bld/Tiss:Doc:FISH | Fluorescence In Situ Hybridization (FISH)
COGBL | Chromosome Analysis, Hematologic Disorders, Children's Oncology Group Enrollment Testing, Blood | 62386-8 | Chromosome analysis summary panel:-:Pt:Bld/Tiss:-:Molgen | Cell Culture without Mitogens followed by Chromosome Analysis
COGBM | Chromosome Analysis, Hematologic Disorders, Children's Oncology Group Enrollment Testing, Bone Marrow | 62386-8 | Chromosome analysis summary panel:-:Pt:Bld/Tiss:-:Molgen | Cell Culture without Mitogens followed by Chromosome Analysis
COGMF | Acute Myeloid Leukemia (AML), Children's Oncology Group Enrollment Testing, FISH, Varies | 102101-3 | Acute myeloid leukemia:Find:Pt:Bld/Tiss:Doc:FISH | Fluorescence In Situ Hybridization (FISH)
COGTB | Probe, Each Additional (COGTF) (Bill Only) | Bill only; no result |  | This test is for billing purposes only. This is not an orderable test. Fluorescence In Situ Hybridization (FISH)
COGTF | T-Cell Acute Lymphoblastic Leukemia/Lymphoma (ALL), Children's Oncology Group Enrollment Testing, FISH, Varies | 101663-3 | T-cell acute lymphoblastic leukemia:Find:Pt:BldTiss:Doc:FISH | Fluorescence In Situ Hybridization (FISH)
COKEM | Cocaine and Metabolites Confirmation, Meconium | 69008-1 | Cocaine panel:-:Pt:Meconium:-:Confirm | Liquid Chromatography Tandem Mass Spectrometry (LC-MS/MS)
COKEU | Cocaine and Metabolite Confirmation, Random, Urine | 53747-2 | Cocaine panel:-:Pt:Urine:-: | Gas Chromatography Mass Spectrometry (GC-MS) Confirmation with Quantitation
COKEX | Cocaine and Metabolite Confirmation, Chain of Custody, Random, Urine | 53747-2 | Cocaine panel:-:Pt:Urine:-: | Immunoassay/Gas Chromatography Mass Spectrometry (GC-MS)
COKMX | Cocaine and Metabolite Confirmation, Chain of Custody, Meconium | 69008-1 | Cocaine panel:-:Pt:Meconium:-:Confirm | Liquid Chromatography-Tandem Mass Spectrometry (LC-MS/MS)
COLIV | Collagen IV Immunostain, Technical Component Only | Order only;no result |  | Immunohistochemistry (IHC)
COM | Complement, Total, Serum | 4532-8 | Complement total hemolytic CH50:ACnc:Pt:Ser/Plas:Qn: | Automated Liposome Lysis Assay
COMCP | Hereditary Common Cancer Panel, Varies | 97656-3 | Hereditary cancer multigene analysis:Find:Pt:Bld/Tiss:Doc:Molgen | Sequence Capture and Next-Generation Sequencing (NGS), Polymerase Chain Reaction (PCR), Sanger Sequencing and/or Multiplex Ligation-Dependent Probe Amplification (MLPA)
COMTQ | Catechol-O-Methyltransferase (COMT) Genotype, Varies | 74511-7 | COMT gene.c.1947G>A:Geno:Pt:Bld/Tiss:Nom:Molgen | Real-Time Polymerase Chain Reaction (PCR) with Allelic Discrimination Analysis
CONCS | Contactin-1 IgG Cell Binding Assay, Serum | 101448-9 | Contactin-associated protein 1 Ab.IgG:PrThr:Pt:Ser/Plas:Ord:CBA IFA | Only orderable as part of a profile. For more information see: -CIDP / Chronic Inflammatory Demyelinating Polyradiculoneuropathy/Nodopathy Evaluation, Serum -DMNES / Peripheral Nervous System Demyelinating Neuropathy, Autoimmune Evaluation, Serum Cell Binding Assay (CBA)
CONFL | Pathology Consultation | 60570-9 | Consultation note:Find:Pt:{Setting}:Doc:Pathology
CORAB | Hepatitis B Virus Core Total Antibodies, with Reflex to Hepatitis B Virus Core IgM Antibody, Serum | 13952-7 | Hepatitis B virus core Ab:PrThr:Pt:Ser/Plas:Ord:IA | Electrochemiluminescence Immunoassay (ECLIA)
CORI | Coriander, IgE, Serum | 16650-4 | Coriandrum sativum Ab.IgE:ACnc:Pt:Ser:Qn: | Fluorescence Enzyme Immunoassay (FEIA)
CORN | Corn-Food, IgE, Serum | 6087-1 | Zea mays Ab.IgE:ACnc:Pt:Ser:Qn: | Fluorescence Enzyme Immunoassay (FEIA)
CORT | Cortisol, Serum | 87429-7 | Cortisol AM & PM panel:-:Pt:Ser/Plas:-: | Immunoenzymatic Assay
CORTC | Corticosterone, Serum | 2139-4 | Corticosterone:MCnc:Pt:Ser/Plas:Qn: | Liquid Chromatography Tandem Mass Spectrometry (LC-MS/MS)
CORTF | Cortisol, Free, Serum | 2145-1 | Cortisol.free:MCnc:Pt:Ser/Plas:Qn: | Liquid Chromatography Tandem Mass Spectrometry (LC-MS/MS)
CORTO | Cortisol, Free and Total, Serum | 100662-6 | Cortisol free & total panel:-:Pt:Ser/Plas:-: | Liquid Chromatography Tandem Mass Spectrometry (LC-MS/MS)
CORTU | Cortisol, Free, 24 Hour, Urine | 43126-2 | Cortisol.free panel:-:24H:Urine:Qn: | Liquid Chromatography Tandem Mass Spectrometry (LC-MS/MS)
COS | Cobalt, Serum | 5627-5 | Cobalt:MCnc:Pt:Ser/Plas:Qn: | Inductively Coupled Plasma-Mass Spectrometry (ICP-MS)
COSY | Cobalt, Synovial Fluid | 23842-8 | Cobalt:MCnc:Pt:Synv fld:Qn: | Inductively Coupled Plasma-Mass Spectrometry (ICP-MS)
COTT | Cotton Fiber, IgE, Serum | 19737-6 | Cotton fibers Ab.IgE:ACnc:Pt:Ser:Qn: | Fluorescence Enzyme Immunoassay (FEIA)
COU | Cobalt, 24 Hour, Urine | 29916-4 | Cobalt:MRat:24H:Urine:Qn: | Inductively Coupled Plasma-Mass Spectrometry (ICP-MS)
COUO | Cobalt Occupational Exposure, Random, Urine | 13468-4 | Cobalt/Creatinine:MRto:Pt:Urine:Qn: | CRETR: Enzymatic Colorimetric Assay COUOE: Inductively Coupled Plasma-Mass Spectrometry (ICP-MS)
COVID | Severe Acute Respiratory Syndrome Coronavirus 2 (SARS-CoV-2) RNA Detection, PCR, Varies | 94500-6 | SARS coronavirus 2 RNA:PrThr:Pt:Respiratory System Specimen:Ord:Probe.amp.tar | Real-Time Reverse Transcription Polymerase Chain Reaction (RT-PCR)
COVSQ | Severe Acute Respiratory Syndrome Coronavirus 2 (SARS-CoV-2), Spike Antibody, Semi-Quantitative, Serum | 94769-7 | SARS coronavirus 2 Ab:ACnc:Pt:Ser/Plas:Qn:IA | Electrochemiluminescence Immunoassay (ECLIA)
COVTA | Severe Acute Respiratory Syndrome Coronavirus 2 (SARS-CoV-2), Nucleocapsid, Total Antibody, Serum | 94762-2 | SARS coronavirus 2 Ab:PrThr:Pt:Ser/Plas:Ord:IA | Chemiluminescence Immunoassay (CIA)
COW | Cow Epithelium, IgE, Serum | 7257-9 | Cow epithelium Ab.IgE:ACnc:Pt:Ser:Qn: | Fluorescence Enzyme Immunoassay (FEIA)
COWB | Cobalt, Blood | 5625-9 | Cobalt:MCnc:Pt:Bld:Qn: | Inductively Coupled Plasma-Mass Spectrometry (ICP-MS)
COXIS | Coccidioides Antibody Screen with Reflex, Serum | 40712-2 | Coccidioides immitis Ab:PrThr:Pt:Ser:Ord:IA | COXIS: Enzyme Immunoassay (EIA) RSCOC: Complement Fixation (CF)/Immunodiffusion (ID)
CPAVP | Copeptin proAVP, Plasma | 78987-5 | Provasopressin.C-terminal:SCnc:Pt:Ser/Plas:Qn:IA | Immunofluorescent Assay (IFA)
CPR | C-Peptide, Serum | 13037-7 | C peptide^post CFst:MCnc:Pt:Ser/Plas:Qn: | Electrochemiluminescence Immunoassay (ECLIA)
CPVTG | Catecholaminergic Polymorphic Ventricular Tachycardia Gene Panel, Varies | 51966-0 | Genetic disease DNA analysis panel:-:Pt:Bld/Tiss:-:Molgen | Sequence Capture and Targeted Next-Generation Sequencing followed by Polymerase Chain Reaction (PCR) and Sanger Sequencing
CRAB | Crab, IgE, Serum | 6092-1 | Cancer pagurus Ab.IgE:ACnc:Pt:Ser:Qn: | Fluorescence Enzyme Immunoassay (FEIA)
CRANB | Cranberry, IgE, Serum | 7262-9 | Vaccinium oxycoccos Ab.IgE:ACnc:Pt:Ser:Qn: | Fluorescence Enzyme Immunoassay (FEIA)
CRANR | Cortisol, Free, Random, Urine | 44309-3 | Cortisol.free/Creatinine:MRto:Pt:Urine:Qn: | CRAN: Liquid Chromatography Tandem Mass Spectrometry (LC-MS/MS) CRETR: Enzymatic Colorimetric Assay
CRAV | Cortisol, Right Adrenal Vein, Serum | 2143-6 | Cortisol:MCnc:Pt:Ser/Plas:Qn: | Liquid Chromatography Tandem Mass Spectrometry (LC-MS/MS)
CRAY | Crayfish, IgE, Serum | 7265-2 | Astacus astacus Ab.IgE:ACnc:Pt:Ser:Qn: | Fluorescence Enzyme Immunoassay (FEIA)
CRBF | Creatinine, Body Fluid | 12190-5 | Creatinine:MCnc:Pt:Body fld:Qn: | Enzymatic
CRCGP | Hereditary Gastrointestinal Cancer Panel, Varies | 97656-3 | Hereditary cancer multigene analysis:Find:Pt:Bld/Tiss:Doc:Molgen | Sequence Capture and Next-Generation Sequencing (NGS), Polymerase Chain Reaction (PCR), Sanger Sequencing and/or Multiplex Ligation-Dependent Probe Amplification (MLPA)
CRCL | Creatinine Clearance, Serum and 24-Hour Urine | 58446-6 | Creatinine renal clearance adjusted for body surface area panel:-:24H:Urine+Ser/Plas:Qn: | Enzymatic Colorimetric Assay
CRCOF | Chromium and Cobalt, Synovial Fluid | 95525-2 | Chromium & cobalt panel:MCnc:Pt:Synv fld:Qn: | Inductively Coupled Plasma Mass Spectrometry (ICP-MS)
CRCRU | Chromium/Creatinine Ratio, Random, Urine | 13464-3 | Chromium/Creatinine:MRto:Pt:Urine:Qn: | CRCRR: Inductively Coupled Plasma-Mass Spectrometry (ICP-MS) CRETR: Enzymatic Colorimetric Assay
CRDPP | Creatine Disorders Panel, Plasma | 104537-6 | Creatine, guanidinoacetate & creatinine panel:-:Pt:Ser/Plas:-: | Liquid Chromatography Tandem Mass Spectrometry (LC-MS/MS)
CRDPU | Creatine Disorders Panel, Random, Urine | 79290-3 | Creatine, guanidinoacetate & creatinine panel:-:Pt:Urine:Qn: | Liquid Chromatography Tandem Mass Spectometry (LC-MS/MS)
CRE2 | Creatinine, Urine | 2161-8 | Creatinine:MCnc:Pt:Urine:Qn: | Only orderable as part of a profile. For more information see: ALBR / Albumin, Random, Urine RALB / Albumin, Random, Urine. Enzymatic Colorimetric Assay
CRETR | Creatinine, Random, Urine | 2161-8 | Creatinine:MCnc:Pt:Urine:Qn: | Only orderable as part of a profile. For more information see orderable test ID. Enzymatic Colorimetric Assay
CRGSP | Cryoglobulin and Cryofibrinogen Panel, Serum and Plasma | 74352-6 | Cryoglobulin & cryofibrinogen panel:-:Pt:Ser+Plas:-: | CRY_S, CRY_P: Quantitation and Qualitative Typing Precipitation IMFXC: Immunofixation
CRHEP | Chronic Viral Hepatitis (Unknown Type), Serum | 92889-5 | Chronic hepatitis differentiation between B & C virus panel:-:Pt:Ser/Plas:-: | Electrochemiluminescence Immunoassay (ECLIA)
CRITH | DNA Double-Stranded (dsDNA) Antibodies by Crithidia luciliae IFA, IgG, Serum | 58466-4 | DNA double strand Ab.IgG:Titr:Pt:Ser:SemiQn:Crithidia luciliae IF | Only available as an add-on request. For more information see ADNA1 / Double-Stranded DNA (dsDNA) Antibodies, IgG, Serum. Indirect Immunofluorescence
CRMTC | Collapsin Response-Mediator Protein-5 (CRMP-5) Neuronal IgG Titer, Spinal Fluid | 94706-9 | CV2 Ab.IgG:Titr:Pt:CSF:SemiQn:IF | Only orderable as a reflex. For more information see: -DMC2 / Dementia, Autoimmune/Paraneoplastic Evaluation, Spinal Fluid -ENC2 / Encephalopathy, Autoimmune/Paraneoplastic Evaluation, Spinal Fluid -EPC2 / Epilepsy, Autoimmune/Paraneoplastic Evaluation, Spinal Fluid -MDC2 / Movement Disorder, Autoimmune/Paraneoplastic Evaluation, Spinal Fluid -MAC1 / Myelopathy, Autoimmune/Paraneoplastic Evaluation, Spinal Fluid Indirect Immunofluorescence Assay (IFA)
CRMTS | Collapsin Response-Mediator Protein-5 (CRMP-5) Neuronal IgG Titer, Serum | 94815-8 | CV2 Ab.IgG:Titr:Pt:Ser:SemiQn:IF | Only orderable as a reflex. For more information see: -PAVAL / Paraneoplastic, Autoantibody Evaluation, Serum -DMS2 / Dementia, Autoimmune/Paraneoplastic Evaluation, Serum -ENS2 / Encephalopathy, Autoimmune/Paraneoplastic Evaluation, Serum -EPS2 / Epilepsy, Autoimmune/Paraneoplastic Evaluation, Serum -MDS2 / Movement Disorder, Autoimmune/Paraneoplastic Evaluation, Serum -MAS1 / Myelopathy, Autoimmune/Paraneoplastic Evaluation, Serum -DYS2 / Dysautonomia, Autoimmune/Paraneoplastic Evaluation, Serum -GID2 / Gastrointestinal Dysmotility, Autoimmune/Paraneoplastic Evaluation, Serum -PVLE / Paraneoplastic Vision Loss Evaluation, Serum -AIAES / Axonal Neuropathy, Autoimmune/Paraneoplastic Evaluation, Serum Indirect Immunofluorescence Assay (IFA)
CRMWC | Collapsin Response-Mediator Protein-5-IgG, Western Blot, Spinal Fluid | 53707-6 | CV2 Ab.IgG:PrThr:Pt:CSF:Ord:IB | Western Blot
CRMWS | Collapsin Response-Mediator Protein-5-IgG, Western Blot, Serum | 47401-5 | CV2 Ab.IgG:ACnc:Pt:Ser:Ord:IB | Western Blot
CRNP | Corn Pollen, IgE, Serum | 7248-8 | Zea mays pollen Ab.IgE:ACnc:Pt:Ser:Qn: | Fluorescence Enzyme Immunoassay (FEIA)
CROT | Carrot, IgE, Serum | 6061-6 | Daucus carota Ab.IgE:ACnc:Pt:Ser:Qn: | Fluorescence Enzyme Immunoassay (FEIA)
CRP | C-Reactive Protein (CRP), Serum | 1988-5 | C reactive protein:MCnc:Pt:Ser/Plas:Qn: | Immunoturbidimetric Assay
CRPCR | Carbapenem Resistance Genes, Molecular Detection, PCR, Rectal Swab | 85502-3 | Bacterial carbapenem resistance genes panel:-:Pt:Isolate/Specimen:-:Molgen | Real-Time Polymerase Chain Reaction (RT-PCR)
CRPRO | C-Reactive Protein (CRP) Immunostain, Technical Component Only | Order only;no result |  | Immunohistochemistry (IHC)
CRS | Chromium, Serum | 5622-6 | Chromium:MCnc:Pt:Ser/Plas:Qn: | Inductively Coupled Plasma-Mass Spectometry (DRC-ICP-MS)
CRSBF | Crystal Identification, Body Fluid | 6825-4 | Crystals:Prid:Pt:Body fld:Nom:Microscopy.light | Compensated Polarized Light Microscopy
CRSY | Chromium, Synovial Fluid | 95526-0 | Chromium:MCnc:Pt:Synv fld:Qn: | Inductively Coupled Plasma Mass Spectrometry (ICP-MS)
CRT24 | Creatinine, 24 Hour, Urine | 65634-8 | Creatinine 24 hour urine panel:-:24H:Urine:Qn: | Only orderable as part of a profile. For more information see: -NMH24 / N-Methylhistamine, 24 Hour, Urine -RB24 / Retinol-Binding Protein, 24 Hour, Urine -A124 / Alpha-1-Microglobulin, 24 Hour, Urine Enzymatic Colorimetric Assay
CRT2F | Creatinine, 24 Hour, Urine | 65634-8 | Creatinine 24 hour urine panel:-:24H:Urine:Qn: | Only orderable as part of a profile. For more information see: -TLTE4 / Leukotriene E4, 24 Hour, Urine -MCM24 / Mast Cell Mediators, 24 Hour, Urine Enzymatic Colorimetric Assay
CRTFR | Creatinine, Random, Urine | 2161-8 | Creatinine:MCnc:Pt:Urine:Qn: | Only orderable as part of a profile. For more information see: -RLTE4 / Leukotriene E4, Random, Urine. -TIUCR / Titanium/Creatinine Ratio, Random, Urine Enzymatic Colorimetric Assay
CRTS1 | Creatinine with Estimated Glomerular Filtration Rate (eGFR), Serum | 45066-8 | Creatinine & Glomerular filtration rate.predicted panel:-:Pt:Ser/Plas/Bld:Qn: | Enzymatic Colorimetric Assay
CRU | Chromium, 24 Hour, Urine | 5624-2 | Chromium:MRat:24H:Urine:Qn: | Inductively Coupled Plasma-Mass Spectrometry (ICP-MS)
CRUO | Chromium Occupational Exposure, Random, Urine | 13464-3 | Chromium/Creatinine:MRto:Pt:Urine:Qn: | CROM1: Inductively Coupled Plasma-Mass Spectrometry (ICP-MS) CRETR: Enzymatic Colorimetric Assay
CRWB | Chromium, Blood | 5619-2 | Chromium:MCnc:Pt:Bld:Qn: | Inductively Coupled Plasma-Mass Spectrometry (ICP-MS)
CRYE | Cultivated Rye, IgE, Serum | 6236-4 | Secale cereale pollen Ab.IgE:ACnc:Pt:Ser:Qn: | Fluorescence Enzyme Immunoassay (FEIA)
CRYPS | Cryptosporidium Antigen, Feces | 6371-9 | Cryptosporidium sp Ag:PrThr:Pt:Stool:Ord:IA | Enzyme-Linked Immunosorbent Assay (ELISA)
CRY_S | Cryoglobulin, Serum | 12201-0 | Cryoglobulin:PrThr:Pt:Ser:Ord:1D cold incubation | CRY_S: Quantitation and Qualitative Typing Precipitation IMFXC: Immunofixation
CSED | Cottonseed, IgE, Serum | 6089-7 | Cottonseed Ab.IgE:ACnc:Pt:Ser:Qn: | Fluorescence Enzyme Immunoassay (FEIA)
CSFME | Meningitis/Encephalitis Pathogen Panel, PCR, Spinal Fluid | 82180-1 | Meningitis+Encephalitis pathogens panel:-:Pt:CSF:-:Non-probe.amp.tar | Multiplex Polymerase Chain Reaction (PCR)
CSMEU | Controlled Substance Monitoring Enhanced Profile with Reflex, 21 Drug Classes, High Resolution Mass Spectrometry and Immunoassay Screen, Random, Urine | 69739-1 | Drugs of abuse panel:-:Pt:Urine:-:Screen | ADULT: Spectrophotometry PNRCH: Immunoassay followed by Gas Chromatography Mass Spectrometry (GC-MS) or Liquid Chromatography Tandem Mass Spectrometry (LC-MS/MS) as needed TOPSU, TABSU, TSTIM: Liquid Chromatography Tandem Mass Spectrometry, High-Resolution Accurate Mass (LC-MS/MS HRAM) ETGSR: Immunoassay followed by Liquid Chromatography Tandem Mass Spectrometry as needed
CSMHU | Controlled Substance Monitoring Hybrid Drug Profile, 20 Drug Classes, High-Resolution Mass Spectrometry and Immunoassay Screen, Random, Urine | 69739-1 | Drugs of abuse panel:-:Pt:Urine:-:Screen | ADULT: Spectrophotometry LDPU: Immunoassay TOPSU, TABSU, TSTIM: Liquid Chromatography Tandem Mass Spectrometry, High-Resolution Accurate Mass (LC-MS/MS HRAM)
CSMOF | Controlled Substance Monitoring Panel, 11 Drug Classes, Screen Only, Immunoassay, Oral Fluid | 20787-8 | Drugs identified:Prid:Pt:XXX:Nom:Screen | Competitive Chemiluminescent Immunoassay
CSMPU | Controlled Substance Monitoring Panel, Random, Urine | 69739-1 | Drugs of abuse panel:-:Pt:Urine:-:Screen | ADULT: Spectrophotometry PNRCH: Immunoassay followed by Gas Chromatography Mass Spectrometry (GC-MS) as needed TOPSU, TABSU, TSTIM: Liquid Chromatography Tandem Mass Spectrometry, High-Resolution Accurate Mass (LC-MS/MS HRAM)
CSMTU | Controlled Substance Monitoring Targeted Profile, 17 Drug Classes, Mass Spectrometry, Random, Urine | 69739-1 | Drugs of abuse panel:-:Pt:Urine:-:Screen | ADULT: Spectrophotometry TOPSU, TABSU, TSTIM: Liquid Chromatography Tandem Mass Spectrometry, High-Resolution Accurate Mass (LC-MS/MS HRAM)
CSPR | Chicken Serum Proteins, IgE, Serum | 6836-1 | Chicken serum proteins Ab.IgE:ACnc:Pt:Ser:Qn: | Fluorescence Enzyme Immunoassay (FEIA)
CSTB | CSTB Gene, Repeat Expansion Analysis, Varies | 41110-8 | CSTB gene targeted mutation analysis:Prid:Pt:Bld/Tiss:Nom:Molgen | Polymerase Chain Reaction (PCR)
CSTCE | Cystatin C with Estimated Glomerular Filtration Rate (eGFR), Serum | 87430-5 | Cystatin C & Glomerular filtration rate by Cystatin C-based formula panel:-:Pt:Ser/Plas:-: | Immunoturbidimetric
CSU | Chyluria Screen, Random, Urine | 95808-2 | Cholesterol & triglyceride & chylomicrons panel:-:Pt:Urine:-: | Enzymatic Colorimetric/Electrophoresis/Spectrophotometry (SP)
CTB | Mycobacteria and Nocardia Culture, Varies | 543-9 | Mycobacterium sp:Prid:Pt:XXX:Nom:Organism specific culture | Automated Detection of Positive Cultures followed by Organism Identification /DNA Sequencing/Matrix Assisted Laser Desorption/Ionization Time-of-Flight (MALDI-TOF) Mass Spectrometry
CTBBL | Mycobacterial Culture, Blood | 64412-0 | Mycobacterium sp:PrThr:Pt:Bld:Ord:Organism specific culture | Continuously Monitored Automated Broth Culture Instrument with Conventional Methods for Identification of Mycobacteria
CTBID | Culture Referred for Identification, Mycobacterium and Nocardia, Varies | 543-9 | Mycobacterium sp:Prid:Pt:XXX:Nom:Organism specific culture | Matrix-Assisted Laser Desorption Ionization Time-of-Flight Mass Spectrometry (MALDI-TOF MS)/16S rDNA Sequencing/Rapid Polymerase Chain Reaction (PCR)
CTDC | Connective Tissue Diseases Cascade, Serum | 95267-1 | Connective tissue autoimmune Ab.IgG panel:-:Pt:Ser/Plas:-: | Enzyme-Linked Immunosorbent Assay (ELISA)
CTFNA | Cytology Fine-Needle Aspiration, Varies | 33718-8 | Cytology report:Find:Pt:Tiss.FNA:Doc:Cyto stain | Light Microscopy
CTNBT | B-Catenin Mutation Analysis, Next-Generation Sequencing, Tumor | 103678-9 | CTNNB1 gene targeted mutation analysis:Find:Pt:Tumor:Doc:Mogen | Sequence Capture and Targeted Next-Generation Sequencing (NGS)
CTP0 | Catecholamine Fractionation, Supine, Plasma, Free | 95056-8 | Catecholamines supine and standing panel:-:Pt:Plas:Qn: | Only orderable as part of profile. For more information see CATPA / Catecholamine, Endocrine Study, Plasma. Liquid Chromatography Tandem Mass Spectrometry (LC-MS/MS)
CTP10 | Catecholamine Fractionation, Standing, Plasma, Free | 95056-8 | Catecholamines supine and standing panel:-:Pt:Plas:Qn: | Only orderable as part of a profile. For more information see CATPA / Catecholamine, Endocrine Study, Plasma. Liquid Chromatography Tandem Mass Spectrometry (LC-MS/MS)
CTPPC | Cytology Touch Prep (Bill Only) | Order only;no result
CTRE | Chestnut Tree, IgE, Serum | 6069-9 | Castanea sativa pollen Ab.IgE:ACnc:Pt:Ser:Qn: | Fluorescence Enzyme Immunoassay (FEIA)
CTRNA | Chlamydia trachomatis, Nucleic Acid Amplification, Varies | 43304-5 | Chlamydia trachomatis rRNA:PrThr:Pt:XXX:Ord:Probe.amp.tar | Transcription-Mediated Amplification
CTSK | Cathepsin K Immunostain, Technical Component Only | Order only;no result |  | Immunohistochemistry (IHC)
CTSU | Ceramide Trihexosides and Sulfatides, Random, Urine | 59462-2 | Clinical biochemist review:Imp:Pt:XXX:Nar: | Matrix-Assisted Laser Desorption/Ionization Time-of-Flight Mass Spectrometry (MALDI-TOF MS)
CTU | Creatinine, 24 Hour, Urine | 65634-8 | Creatinine 24 hour urine panel:-:24H:Urine:Qn: | Enzymatic Colorimetric Assay
CTWD | Cottonwood, IgE, Serum | 6090-5 | Populus deltoides Ab.IgE:ACnc:Pt:Ser:Qn: | Fluorescence Enzyme Immunoassay (FEIA)
CTX | Beta-CrossLaps, Serum | 41171-0 | Collagen crosslinked C-telopeptide:MCnc:Pt:Ser/Plas:Qn: | Electrochemiluminescence Immunoassay (ECLIA)
CTXBS | Cerebrotendinous Xanthomatosis, Blood Spot | 92739-2 | 7-Alpha,12-alpha dihydroxycholest-4-en-3-one & 7-Alpha hydroxy-4-cholesten-3-one panel:-:Pt:Bld.dot:-: | Liquid Chromatography Tandem Mass Spectrometry (LC-MS/MS)
CTXP | Cerebrotendinous Xanthomatosis, Plasma | 92746-7 | 7-Alpha,12-alpha dihydroxycholest-4-en-3-one & 7-Alpha hydroxy-4-cholesten-3-one panel:-:Pt:Ser/Plas:-: | Liquid Chromatography-Tandem Mass Spectrometry (LC-MS/MS)
CTXWB | Cerebrotendinous Xanthomatosis, Blood | 92737-6 | 7-Alpha,12-alpha dihydroxycholest-4-en-3-one & 7-Alpha hydroxy-4-cholesten-3-one panel:-:Pt:Bld:-: | Liquid Chromatography Tandem Mass Spectrometry (LC-MS/MS)
CUKE | Cucumber, IgE, Serum | 6724-9 | Cucumis sativus Ab.IgE:ACnc:Pt:Ser:Qn: | Fluorescence Enzyme Immunoassay (FEIA)
CULAF | Culture for Genetic Testing, Amniotic Fluid | 103593-0 | Cell growth:PrThr:Pt:Amniocytes:Ord:Tissue culture | Cell Culture
CULFB | Fibroblast Culture for Biochemical or Molecular Testing, Chorionic Villi/Products of Conception/Tissue | 96300-9 | Cell growth:PrThr:Pt:Fibroblasts:Ord:Tissue culture | Cell Culture
CURC | Copper/Creatinine Ratio, Urine | 13829-7 | Copper/Creatinine:MRto:Pt:Urine:Qn: | Only orderable as part of a profile. For more information see CURCU / Copper/Creatinine Ratio, Random, Urine. Inductively Coupled Plasma Mass Spectrometry (ICP-MS)
CURCU | Copper/Creatinine Ratio, Random, Urine | 13829-7 | Copper/Creatinine:MRto:Pt:Urine:Qn: | CURC: Triple-Quadrupole Inductively-Coupled Plasma Mass Spectrometry (ICP-MS/MS) CRETR: Enzymatic Colorimetric Assay
CURL | Curvularia lunata, IgE, Serum | 6094-7 | Curvularia lunata Ab.IgE:ACnc:Pt:Ser:Qn: | Fluorescence Enzyme Immunoassay (FEIA)
CUS1 | Copper, Serum | 5631-7 | Copper:MCnc:Pt:Ser/Plas:Qn: | Dynamic Reaction Cell-Inductively Coupled Plasma-Mass Spectrometry (DRC-ICP-MS)
CUT | Copper, Liver Tissue | 8198-4 | Copper:MCnt:Pt:Tiss:Qn: | Inductively Coupled Plasma Mass Spectrometry (ICP-MS)
CUU | Copper, 24 Hour, Urine | 5633-3 | Copper:MRat:24H:Urine:Qn: | Triple-Quadrupole Inductively-Coupled Plasma-Mass Spectrometry (ICP-MS/MS)
CVHBG | Comprehensive Cerebrovascular Gene Panel, Varies | 55232-3 | Genetic analysis summary panel:-:Pt:Bld/Tiss:-:Molgen | Sequence Capture and Targeted Next-Generation Sequencing followed by Polymerase Chain Reaction (PCR) and Sanger Sequencing
CVOOA | Severe Acute Respiratory Syndrome Coronavirus 2 (SARS-CoV-2) RNA Detection, Varies | 94500-6 | SARS coronavirus 2 RNA:PrThr:Pt:Respiratory System Specimen:Ord:Probe.amp.tar | Real-Time Reverse Transcription Polymerase Chain Reaction (RT-PCR)
CVRNA | Candida Vaginitis, Nucleic Acid Amplification RNA, Vaginal | 92703-8 | Vaginal pathogens panel:-:Pt:Vag:-:Probe.amp.tar | Transcription Mediated Amplification
CVSPC | Physician Interpretation Conventional, Varies | 50595-8 | Pathologist interpretation:Imp:Pt:XXX:Nom: | This is not an orderable test.
CWAY | Caraway, IgE, Serum | 7178-7 | Carum carvi Ab.IgE:ACnc:Pt:Ser:Qn: | Fluorescence Enzyme Immunoassay (FEIA)
CXC13 | CXCL13 Immunostain, Technical Component Only | Order only;no result |  | Immunohistochemistry (IHC)
CYC1 | Cyclin D1 Immunostain, Technical Component Only | Order only;no result |  | Immunohistochemistry (IHC)
CYCL | Cyclospora Stain, Feces | 50313-6 | Cyclospora sp identified:Prid:Pt:Stool:Nom:Safranin stain | Safranin Stain
CYCPK | Cyclosporine, Peak, Blood | 53834-8 | cycloSPORINE^peak:MCnc:Pt:Bld:Qn: | Liquid Chromatography Tandem Mass Spectrometry (LC-MS/MS)
CYPAN | Cytokine Panel, Plasma | 82335-1 | Cytokines panel:-:Pt:Ser/Plas:-: | Bead-Based Multiplex Immunoassay
CYPZ | 21-Hydroxylase Gene, CYP21A2, Full Gene Analysis, Varies | 94197-1 | CYP21A2 gene deletion+duplication & full mutation analysis:Find:Pt:Bld/Tiss:Doc:Molgen | Polymerase Chain Reaction (PCR) Amplification followed by DNA Sequence Analysis and Gene Dosage Analysis by Multiplex Ligation-Dependent Probe Amplification (MLPA)
CYSGP | Cystinuria Gene Panel, Varies | 105260-4 | Cystinuria multigene analysis:Find:Pt:Bld/Tiss:Doc:Molgen | Sequence Capture and Targeted Next-Generation Sequencing followed by Polymerase Chain Reaction (PCR) and Sanger Sequencing.
CYSPR | Cyclosporine, Blood | 3520-4 | cycloSPORINE:MCnc:Pt:Bld:Qn: | Liquid Chromatography Tandem Mass Spectrometry (LC-MS/MS)
CYSQN | Cystinuria Profile, Quantitative, 24 Hour, Urine | 90785-7 | Cystinuria panel:-:24H:Urine:-: | Liquid Chromatography Tandem Mass Spectrometry (LC-MS/MS)
CYSR | Cystinuria Profile, Quantitative, Random, Urine | 90784-0 | Cystinuria panel:-:Pt:Urine:-: | Liquid Chromatography Tandem Mass Spectrometry (LC-MS/MS)
CYSTG | Cysticercosis (Taenia solium), IgG, Serum | 56485-6 | Taenia solium Ab.IgG:PrThr:Pt:Ser:Ord:IA | Enzyme-Linked Immunosorbent Assay (ELISA)
CYTH1 | T-Helper Cell Type 1 Cytokine Panel, Plasma | 82335-1 | Cytokines panel:-:Pt:Ser/Plas:-: | Bead-Based Multiplex Immunoassay
CYTNG | Cytology Non-Gynecologic, Varies | 32785-8 | Observation:Prid:Pt:XXX:Nom:Cytology.non-gyn | Light Microscopy
CZPS | Clonazepam and 7-Aminoclonazepam, Serum | 104541-8 | Clonazepam & 7-Aminoclonazepam panel:-:Pt:Ser:-: | Liquid Chromatography-Tandem Mass Spectrometry (LC-MS/MS)
D240 | Podoplanin (D2-D40) Immunostain, Technical Component Only | Order only;no result |  | Immunohistochemistry (IHC)
DAGL | Gliadin (Deamidated) Antibody, IgA, Serum | 47393-4 | Gliadin peptide Ab.IgA:PrThr:Pt:Ser:Ord:IA | Enzyme-Linked Immunosorbent Assay (ELISA)
DAGR | Dairy and Grain Allergen Profile, Serum | 49222-3 | Food allergen panel:-:Pt:Ser:-: | Fluorescence Enzyme Immunoassay (FEIA)
DAND | Dandelion, IgE, Serum | 6097-0 | Taraxacum vulgare Ab.IgE:ACnc:Pt:Ser:Qn: | Fluorescence Enzyme Immunoassay (FEIA)
DASM4 | Drugs of Abuse Screen, Meconium 4 | 49046-6 | Drugs of abuse panel:-:Pt:Meconium:-: | Competitive Chemiluminescent Immunoassay (CIA)
DASM5 | Drugs of Abuse Screen, Meconium 5 | 49046-6 | Drugs of abuse panel:-:Pt:Meconium:-: | Competitive Chemiluminescent Immunoassay (CIA)
DATE | Date, Fruit, IgE, Serum | 7275-1 | Phoenix canariensis pollen Ab.IgE:ACnc:Pt:Ser:Qn: | Fluorescence Enzyme Immunoassay (FEIA)
DATRE | Date, Tree, IgE, Serum | 31002-9 | Phoenix dactylifera Ab.IgE:ACnc:Pt:Ser:Qn: | Fluorescence Enzyme Immunoassay (FEIA)
DBMD | Duchenne/Becker Muscular Dystrophy, DMD Gene, Large Deletion/Duplication Analysis, Varies | 75385-5 | DMD gene deletion+duplication:Find:Pt:Bld/Tiss:Doc:MLPA | Dosage Analysis by Polymerase Chain Reaction (PCR)/Multiplex Ligation-Dependent Probe Amplification (MLPA)
DBS1 | Diabetes Mellitus Type 1 Evaluation, Serum | 104673-9 | Diabetes mellitus type 1 autoimmune panel:-:Pt:Ser/Plas:-: | GD65S, INAB, IA2: Radioimmunoassay (RIA) EZNT8: Enzyme-Linked Immunosorbent Assay (ELISA) DMEI: Interpretive Comments
DCLNG | Dilated Cardiomyopathy and Left Ventricular Noncompaction Cardiomyopathy Gene Panel, Varies | 51966-0 | Genetic disease DNA analysis panel:-:Pt:Bld/Tiss:-:Molgen | Sequence Capture and Targeted Next-Generation Sequencing followed by Polymerase Chain Reaction (PCR) and Sanger Sequencing.
DCME | Dendritic Cell and Monocyte Enumeration, Blood | 104547-5 | Monocyte and dendritic cell panel:-:Pt:Bld:-:Flow cytometry | Flow Cytometry
DCORT | 11-Deoxycortisol, Serum | 1657-6 | 11-Deoxycortisol:MCnc:Pt:Ser/Plas:Qn: | Liquid Chromatography Tandem Mass Spectrometry (LC-MS/MS)
DCP | Des-Gamma-Carboxy Prothrombin, Serum | 34444-0 | Acarboxyprothrombin:MCnc:Pt:Ser/Plas:Qn: | Isotachophoresis with Laser-Induced Fluorescence
DCTR | Direct Antiglobulin Test (Polyspecific), Blood | 1007-4 | Direct antiglobulin test.polyspecific reagent:PrThr:Pt:RBC:Ord: | Hemagglutination
DD22F | 22q11.2 Deletion/Duplication, FISH, Varies | 82246-0 | Chromosome region 22q11.2 deletion+duplication:Find:Pt:Bld/Tiss:Doc:FISH | Fluorescence In Situ Hybridization (FISH)
DDITF | Myxoid/Round Cell Liposarcoma, 12q13 (DDIT3 or CHOP) Rearrangement, FISH, Tissue | 101379-6 | DDIT3 gene rearrangement:Find:Pt:Bld/Tiss:Doc:FISH | Fluorescence In Situ Hybridization (FISH)
DDITT | D-Dimer, Plasma | 48067-3 | Fibrin D-dimer FEU:MCnc:Pt:PPP:Qn:IA | Turbidimetric Immunoassay
DENGC | Dengue Virus, Molecular Detection, PCR, Spinal Fluid | 77958-7 | Dengue virus 1 & 2 & 3 & 4 RNA:Prid:Pt:CSF:Nom:Probe.amp.tar | Real-Time Reverse Transcription Polymerase Chain Reaction (RT-PCR)
DENGM | Dengue Virus Antibody, IgG and IgM, Serum | 87546-8 | Dengue virus Ab.IgG & IgM panel:-:Pt:Ser:Ord: | Enzyme-Linked Immunosorbent Assay (ELISA)
DENGS | Dengue Virus, Molecular Detection, PCR, Serum | 7855-0 | Dengue virus 1+2+3+4 RNA:PrThr:Pt:Ser:Ord:Probe.amp.tar | Real-Time Reverse Transcription Polymerase Chain Reaction (RT-PCR)
DENVP | Dengue Virus Antibody/Antigen Panel, Serum | 104595-4 | Dengue virus Ab.IgG & IgM & NS1 Ag panel:-:Pt:Ser/Plas:-: | Enzyme-Linked Immunosorbent Assay (ELISA)
DESG3 | Desmoglein 3 (DSG3) Immunostain, Technical Component Only | Order only;no result |  | Immunohistochemistry (IHC)
DESMN | Desmin Immunostain, Technical Component Only | Order only;no result |  | Immunohistochemistry (IHC)
DESPR | Desipramine, Serum | 3531-1 | Desipramine:MCnc:Pt:Ser/Plas:Qn: | Liquid Chromatography Tandem Mass Spectrometry (LC-MS/MS)
DEXA | Dexamethasone, Serum | 14062-4 | Dexamethasone:MCnc:Pt:Ser/Plas:Qn: | Liquid Chromatography Tandem Mass Spectrometry (LC-MS/MS)
DEXT | Dermatopathology Consultation, Wet Tissue | 60570-9 | Consultation note:Find:Pt:{Setting}:Doc:Pathology | Formalin-fixed tissues: Process/Embed Serial sections: Hematoxylin and Eosin Stain/Light Microscopy
DF | House Dust Mites/Dermatophagoides farinae, IgE, Serum | 6095-4 | Dermatophagoides farinae Ab.IgE:ACnc:Pt:Ser:Qn: | Fluorescence Enzyme Immunoassay (FEIA)
DGGL | Gliadin (Deamidated) Antibody, IgG, Serum | 47394-2 | Gliadin peptide Ab.IgG:PrThr:Pt:Ser:Ord:IA | Enzyme-Linked Immunosorbent Assay (ELISA)
DGLDN | Gliadin (Deamidated) Antibodies Evaluation, IgG and IgA, Serum | 57776-7 | Gliadin peptide Ab.IgA & IgG panel:-:Pt:Ser:-: | Enzyme-Linked Immunosorbent Assay (ELISA)
DHCRZ | Smith Lemli Opitz Syndrome, DHCR7 Gene, Full Gene Analysis, Varies | 99058-0 | DHCR7 gene full mutation analysis:Find:Pt:Bld/Tiss:Doc:Sequencing | Sequence Capture and Targeted Next-Generation Sequencing (NGS) followed by Polymerase Chain Reaction (PCR) and Sanger Sequencing
DHEA_ | Dehydroepiandrosterone (DHEA), Serum | 2193-1 | Dehydroepiandrosterone:MCnc:Pt:Ser/Plas:Qn: | Liquid Chromatography Tandem Mass Spectrometry (LC-MS/MS) Portions of this test are covered by patents held by Quest Diagnostics
DHES1 | Dehydroepiandrosterone Sulfate, Serum | 2191-5 | Dehydroepiandrosterone sulfate:MCnc:Pt:Ser/Plas:Qn: | Immunoenzymatic Assay
DHR | Dihydrorhodamine Flow Cytometric Test, Blood | 98122-5 | Neutrophil.fMLP & PMA stimulated DHR panel:-:Pt:^Patient:-:Flow cytometry | Flow Cytometry
DHRF | Dihydrorhodamine Flow Cytometric N-Formyl-Methionyl-Leucyl-Phenylalanine Test, Blood | 98123-3 | Neutrophil.fMLP stimulated DHR panel:-:Pt:^Patient:-:Flow cytometry | Flow Cytometry
DHRP | Dihydrorhodamine Flow Cytometric Phorbol Myristate Acetate Test, Blood | 98124-1 | Neutrophil.PMA stimulated DHR panel:-:Pt:^Patient:-:Flow cytometry | Flow Cytometry
DHTS | Dihydrotestosterone, Serum | 1848-1 | Androstanolone:MCnc:Pt:Ser/Plas:Qn: | Liquid Chromatography Tandem Mass Spectrometry (LC-MS/MS) Portions of this test are covered by patents held by Quest Diagnostics
DHVD | 1,25-Dihydroxyvitamin D, Serum | 62290-2 | 1,25-Dihydroxyvitamin D:MCnc:Pt:Ser/Plas:Qn: | Liquid Chromatography Tandem Mass Spectrometry (LC-MS/MS)
DIA | Diazepam and Nordiazepam, Serum | 49044-1 | Diazepam & Nordiazepam panel:-:Pt:Ser/Plas:Qn: | Liquid Chromatography Tandem Mass Spectrometry (LC-MS/MS)
DICET | DICER1 Mutation Analysis, Next-Generation Sequencing, Tumor | 105585-4 | DICER1 gene full mutation analysis:Find:Pt:Tiss:Doc:Molgen | Sequence Capture Next-Generation Sequencing (NGS)
DIG | Digoxin, Serum | 83093-5 | Digoxin:MCnc:Pt:Ser/Plas:Qn:IA | Electrochemiluminescent Immunoassay
DILL | Dill, IgE, Serum | 7280-1 | Anethum graveolens Ab.IgE:ACnc:Pt:Ser:Qn: | Fluorescence Enzyme Immunoassay (FEIA)
DIMER | D-Dimer, Plasma | 48067-3 | Fibrin D-dimer FEU:MCnc:Pt:PPP:Qn:IA | Only orderable as part of a profile or reflex. For more information see: ALBLD / Bleeding Diathesis Profile, Limited, Plasma AATHR / Thrombophilia Profile, Plasma and Whole Blood APROL / Prolonged Clot Time Profile, Plasma ADIC / Disseminated Intravascular Coagulation/Intravascular Coagulation and Fibrinolysis (DIC/ICF) Profile, Plasma ALUPP / Lupus Anticoagulant Profile, Plasma Latex Immunoassay (LIA)
DIPGS | Diphtheria Toxoid IgG Antibody, Serum | 48654-8 | Corynebacterium diphtheriae toxin Ab.IgG:ACnc:Pt:Ser:Qn:IA | Enzyme-Linked Immunosorbent Assay (ELISA)
DIS | Human Leukocyte Antigens (HLA) Class I and II Disease Association Typing, Low Resolution, Blood | 98005-2 | HLA-A & B & C (class I) & HLA-DP & DQ & DR (class II):Type:Pt:Bld/Tiss:Nom:Low resolution | Polymerase Chain Reaction (PCR)/Next-Generation Sequencing (NGS)
DLAC | D-Lactate, Plasma | 14045-9 | D-lactate:SCnc:Pt:Ser/Plas:Qn: | Gas Chromatography Mass Spectrometry (GCMS) Stable Isotope Dilution Analysis
DLAU | D-Lactate, Urine | 14046-7 | D-lactate:SCnc:Pt:Urine:Qn: | Gas Chromatography Mass Spectrometry (GCMS) Stable Isotope Dilution Analysis
DMC2 | Dementia, Autoimmune/Paraneoplastic Evaluation, Spinal Fluid | 94707-7 | Dementia autoimmune Ab panel:-:Pt:CSF:-: | AGN1C, AGNTC, AMPIC, AMPHC, APHTC, ANN1C, AN1TC, ANN2C, AN2TC, ANN3C, AN3TC, CRMTC, CRMC, DPPTC, GABIC, GFAIC, GFATC, IG5TC, GL1IC, GL1TC, NCDIC, NCDTC, NIFIC, NIFTC, NMDIC, PCA2C, PC2TC, PCTRC, PCTTC, PDEIC, PDETC, T46IC, T46TC: Indirect Immunofluorescence Assay (IFA) AMPCC, CS2CC, DPPCC, GABCC, GFACC, IG5CC, LG1CC, GL1CC, NCDCC, AINCC, NFLCC, NFHCC, NMDCC, T46CC: Cell Binding Assay (CBA) AGNBC, AMIBC, AN1BC, AN2BC, PCTBC: Immunoblot (IB) CRMWC: Western Blot (WB) GD65C: Radioimmunoassay (RIA)
DMDZ | DMD Gene, Full Gene Analysis, Varies | 22075-6 | DMD gene mutations tested for:Prid:Pt:Bld/Tiss:Nom:Molgen | Sequence Capture and Targeted Next-Generation Sequencing followed by Polymerase Chain Reaction (PCR) and Sanger Sequencing
DMIC | Dermatophagoides microceras, IgE, Serum | 14036-8 | Dermatophagoides microceras Ab.IgE:ACnc:Pt:Ser:Qn: | Fluorescence Enzyme Immunoassay (FEIA)
DMITO | Mitochondrial DNA Deletion Heteroplasmy, ddPCR, Varies | 35470-4 | Mitochondria DNA deletion:Prid:Pt:Bld/Tiss:Nom:Molgen | Droplet Digital Polymerase Chain Reaction (ddPCR)
DMNES | Peripheral Nervous System Demyelinating Neuropathy, Autoimmune Evaluation, Serum | 82455-7 | Ganglioside Ab panel:-:Pt:Ser:-: | DMNI: Technical Interpretation CONCS: Cell-Binding Assay (CBA) GQ1ES, IGG_D, IGM_D, IGG_M, IGM_M, IGDTS, IMDTS, IGMTS, IMMTS, MAGES: Enzyme-Linked Immunosorbent Assay (ELISA) NF4FS: Flow Cytometry
DMS2 | Dementia, Autoimmune/Paraneoplastic Evaluation, Serum | 94696-2 | Dementia autoimmune Ab panel:-:Pt:Ser/Plas:-: | AMPCS, CS2CS, LG1CS, DPPCS, GABCS, GFACS, IG5CS, GL1CS, NCDCS, AINCS, NFLCS, NFHCS, NMDCS, T46CS: Cell Binding Assay (CBA) AGN1S, AGNTS, AMPIS, AMPHS, APHTS, ANN1S, AN1TS, ANN2S, AN2TS, ANN3S, AN3TS, CRMS, CRMTS, DPPTS, GABIS, GFAIS, GFATS, IG5TS, GL1IS, GL1TS, NCDIS, NCDTS, NIFIS, NIFTS, NMDIS, PCAB2, PC2TS, PCATR, PCTTS, PDEIS, PDETS, T46IS, T46TS: Indirect Immunofluorescence Assay (IFA) GD65S: Radioimmunoassay (RIA) CRMWS: Western Blot (WB) AGNBS, AMIBS, AN1BS, AN2BS, PCTBS: Immunoblot (IB)
DNJB9 | DNAJB9 Immunostain, Technical Component Only | Order only;no result |  | Immunohistochemistry (IHC)
DNSAG | Dengue Virus NS1 Antigen, Serum | 75377-2 | Dengue virus NS1 Ag:PrThr:Pt:Ser/Plas/Bld:Ord:IA.rapid | Enzyme-Linked Immunosorbent Assay (ELISA)
DOCK8 | Dedicator of Cytokinesis 8 (DOCK8) Deficiency, Blood | 96415-5 | DOCK8 expression panel:-:Pt:Bld:-:Flow cytometry | Flow Cytometry
DOCS | 11-Deoxycorticosterone, Serum | 1656-8 | 11-Deoxycorticosterone:MCnc:Pt:Ser/Plas:Qn: | Liquid Chromatography Tandem Mass Spectrometry (LC-MS/MS)
DOG1 | DOG-1 Immunostain, Technical Component Only | Order only;no result |  | Immunohistochemistry (IHC)
DOGD | Dog Dander, IgE, Serum | 6098-8 | Dog dander Ab.IgE:ACnc:Pt:Ser:Qn: | Fluorescence Enzyme Immunoassay (FEIA)
DOGPF | Dog Dander, IgE, with Reflex to Dog Dander Components, IgE, Serum | 6098-8 | Dog dander Ab.IgE:ACnc:Pt:Ser:Qn: | Fluorescent Enzyme Immunoassay (FEIA)
DOXA1 | Oxalate Analysis, Hemodialysate | 47715-8 | Oxalate:SCnc:Pt:Dial fld:Qn: | Enzymatic
DP | House Dust Mites/Dermatophagoides pteronyssinus, IgE, Serum | 6096-2 | Dermatophagoides pteronyssinus Ab.IgE:ACnc:Pt:Ser:Qn: | Fluorescence Enzyme Immunoassay (FEIA)
DPYDQ | Dihydropyrimidine Dehydrogenase Genotype, Varies | 93199-8 | DPYD gene targeted mutation analysis:Find:Pt:Bld/Tiss:Doc:Molgen | Real-Time Polymerase Chain Reaction (PCR) with Allelic Discrimination Analysis
DPYDZ | Dihydropyrimidine Dehydrogenase, DPYD Full Gene Sequencing, Varies | 94198-9 | DPYD gene full mutation analysis:Find:Pt:Bld/Tiss:Doc:Sequencing | Polymerase Chain Reaction (PCR) followed by DNA Sequence Analysis
DRV1 | Dilute Russell's Viper Venom Time (DRVVT), Plasma | 15359-3 | Coagulation dilute Russell viper venom induced actual/Normal:RelTime:Pt:PPP:Qn:Coag | Only orderable as part of a profile or reflex. For more information see: ALUPP / Lupus Anticoagulant Profile), Plasma AATHR / Thrombophilia Profile), Plasma and Whole Blood APROL / Prolonged Clot Time Profile, Plasma ALBLD / Bleeding Diathesis Profile, Limited, Plasma ADIC / Disseminated Intravascular Coagulation/Intravascular Coagulation and Fibrinolysis (DIC/ICF) Profile, Plasma Optical Clot-Based
DRV2 | Dilute Russell's Viper Venom Time (DRVVT) Mix, Plasma | 75512-4 | DRVVT with 1:1 Pooled Normal Plasma actual/Normal:RelTime:Pt:PPP:Qn:Coag | Only orderable as part of a reflex. For more information see: ALUPP / Lupus Anticoagulant Profile, Plasma ALBLD / Bleeding Diathesis Profile, Limited, Plasma AATHR / Thrombophilia Profile, Plasma APROL / Prolonged Clot Time Profile, Plasma ADIC / Disseminated Intravascular Coagulation/Intravascular Coagulation and Fibrinolysis (DIC/ICF) Profile, Plasma
DRV3 | Dilute Russell's Viper Venom Time (DRVVT) Confirmation, Plasma | 50410-0 | Coagulation dilute Russell viper venom induced/Coagulation dilute Russell viper venom induced.excess phospholipid:Ratio:Pt:PPP:Qn:Coag | Only orderable as part of a reflex. For more information see: ALUPP / Lupus Anticoagulant Profile, Plasma ALBLD / Bleeding Diathesis Profile, Limited, Plasma AATHR / Thrombophilia Profile, Plasma APROL / Prolonged Clot Time Profile, Plasma ADIC / Disseminated Intravascular Coagulation/Intravascular Coagulation and Fibrinolysis (DIC/ICF) Profile, Plasma
DRVI1 | Dilute Russell's Viper Venom Time (DRVVT), with Reflex, Plasma | 15359-3 | Coagulation dilute Russell viper venom induced actual/Normal:RelTime:Pt:PPP:Qn:Coag | Optical Clot-Based
DRVI2 | Dilute Russell's Viper Venom Time (DRVVT) Mix Ratio, Plasma | 75512-4 | DRVVT with 1:1 Pooled Normal Plasma actual/Normal:RelTime:Pt:PPP:Qn:Coag | Only orderable as part of a reflex. For more information see DRVI1 / Dilute Russell's Viper Venom Time (DRVVT), with Reflex, Plasma. Optical Clot-Based
DRVI3 | Dilute Russell's Viper Venom Time (DRVVT) Confirmation Ratio, Plasma | 50410-0 | Coagulation dilute Russell viper venom induced/Coagulation dilute Russell viper venom induced.excess phospholipid:Ratio:Pt:PPP:Qn:Coag | Only orderable as part of a reflex. For more information see DRVI1 / Dilute Russell's Viper Venom Time (DRVVT), with Reflex, Plasma. Optical Clot-Based
DRVI4 | Dilute Russell's Viper Venom Time (DRVVT) Interpretation | 50008-2 | Mixing studies:Imp:Pt:PPP:Nar: | Only orderable as a part of a profile. For more information see DRVI1 / Dilute Russell's Viper Venom Time (DRVVT), with Reflex, Plasma. Medical Interpretation
DSAC | Disaccharidase Activity Panel, Tissue | 57765-0 | Disaccharidases panel:-:Pt:Tsmi:Qn: | Spectrophotometry
DSGAB | Desmoglein 1 (DSG1) and Desmoglein 3 (DSG3), IgG Antibodies, Serum | 94335-7 | Desmoglein 1 & Desmoglein 3 Ab.IgG panel:-:Pt:Ser:Qn:IA | Enzyme-Linked Immunosorbent Assay (ELISA)
DSM4X | Drugs of Abuse Screen 4, Chain of Custody, Meconium | 49046-6 | Drugs of abuse panel:-:Pt:Meconium:-: | Competitive Chemiluminescent Immunoassay (CIA)
DSM5X | Drugs of Abuse Screen 5, Chain of Custody, Meconium | 49046-6 | Drugs of abuse panel:-:Pt:Meconium:-: | Competitive Chemiluminescent Immunoassay (CIA)
DSS | Drug Screen, Prescription/Over the Counter, Serum | 20785-2 | Drugs identified:Prid:Pt:Ser/Plas:Nom:Screen | Gas Chromatography Mass Spectrometry (GC-MS)
DTABS | Diphtheria/Tetanus Antibody Panel, Serum | 101791-2 | Clostridium tetani toxoid and corynebacterium diphtheriae Ab panel:-:Pt:Ser/Plas:-: | Enzyme-Linked Immunosorbent Assay (ELISA)
DTHPV | ThinPrep Diagnostic with Human Papillomavirus (HPV) Reflex, Varies | 18500-9 | Observation:Prid:Pt:Cvx:Nom:Cyto stain.thin prep | Light Microscopy/Real-Time Polymerase Chain Reaction (PCR)
DTPCO | ThinPrep with Human Papillomavirus (HPV) Co-Test-Diagnostic, Varies | 101822-5 | Human papilloma virus cytology and high-risk genotypes panel:-:Pt:Cvx:-: | ThinPrep Pap Cytology Screening by Light Microscopy/Real-Time Polymerase Chain Reaction
DUCK | Duck Feathers, IgE, Serum | 6100-2 | Duck feather Ab.IgE:ACnc:Pt:Ser:Qn: | Fluorescence Enzyme Immunoassay (FEIA)
DULOX | Duloxetine, Serum | 46227-5 | DULoxetine:MCnc:Pt:Ser/Plas:Qn: | Liquid Chromatography Tandem Mass Spectrometry (LC-MS/MS)
DWPAN | Comprehensive Distal Weakness Gene Panel, Varies | 103731-6 | Distal weakness multigene analysis:Find:Pt:Bld/Tiss:Doc:Molgen | Sequence Capture and Next-Generation Sequencing (NGS), Polymerase Chain Reaction (PCR), Sanger Sequencing, and Dosage Analysis by Droplet Digital Polymerase Chain Reaction (ddPCR)
DXPIN | Doxepin and Nordoxepin, Serum | 43122-1 | Doxepin & Nordoxepin panel:-:Pt:Ser/Plas:Qn: | Liquid Chromatography Tandem Mass Spectrometry (LC-MS/MS)
DYS2 | Dysautonomia, Autoimmune/Paraneoplastic Evaluation, Serum | 99000-2 | Dysautonomia autoimmune Ab panel:-:Pt:Ser:-: | ANN1S, AN1TS, APBIS, APBTS, DPPTS, PCAB2, PC2TS, CRMS, CRMTS: Indirect Immunofluorescence Assay (IFA) APBCS, CS2CS, DPPCS, LG1CS: Cell Binding Assay (CBA) CRMWS: Western Blot (WB) AN1BS, AN2BS: Immunoblot (IB) GANG: Radioimmunoassay (RIA) ADEI: Medical Interpretation
E1 | Estrone, Serum | 2258-2 | Estrone:MCnc:Pt:Ser/Plas:Qn: | Liquid Chromatography Tandem Mass Spectrometry (LC-MS/MS)
E157C | Escherichia coli O157:H7 Culture, Feces | 10851-4 | Escherichia coli O157:H7:PrThr:Pt:Stool:Ord:Organism specific culture | Conventional Culture
EAEBV | Epstein-Barr Virus Early Antigen, IgG, Serum | 40752-8 | Epstein Barr virus early Ab.IgG:PrThr:Pt:Ser:Ord:IA | Enzyme-Linked Immunosorbent Assay (ELISA)
EAG | Hepatitis B Virus e Antigen, Serum | 13954-3 | Hepatitis B virus little e Ag:PrThr:Pt:Ser/Plas:Ord:IA | Electrochemiluminescence Immunoassay (ECLIA)
EBLPD | Epstein Barr Virus (EBV) Susceptibility and Lymphoproliferative Disorders Gene Panel, Varies | 103739-9 | EBV Lymphoproliferation multigene analysis:Find:Pt:Bld/Tiss:Doc:Molgen | Sequence Capture and Targeted Next-Generation Sequencing (NGS) followed by Polymerase Chain Reaction (PCR) and Sanger Sequencing
EBNA2 | Epstein Barr Nuclear Antigen 2 (EBNA2) Immunostain, Technical Component Only | Order only;no result |  | Immunohistochemistry (IHC)
EBV | Epstein-Barr Virus (EBV) In Situ Hybridization, Technical Component Only | Order only;no result |  | In Situ Hybridization (ISH)
EBVAB | Epstein-Barr Virus Antibody Profile, Serum | 87554-2 | Epstein Barr virus Ab panel:-:Pt:Ser:-: | MEBV, GEBV, NAEBV: Enzyme-Linked Immunosorbent Assay (ELISA) INTEB: Technical Interpretation
EBVE | Epstein-Barr Virus (EBV), IgG Antibody to Early Antigen, Serum | 22295-0 | Epstein Barr virus early Ab.IgG:PrThr:Pt:Ser:Ord: | Multiplex Flow Immunoassay
EBVPV | Epstein-Barr Virus (EBV), Molecular Detection, PCR, Varies | 5005-4 | Epstein Barr virus DNA:PrThr:Pt:XXX:Ord:Probe.amp.tar | Real-Time Polymerase Chain Reaction (PCR)/DNA Probe Hybridization
EBVQN | Epstein-Barr Virus DNA Detection and Quantification, Plasma | 43730-1 | Epstein Barr virus DNA:ACnc:Pt:Ser/Plas:Qn:Probe.amp.tar | Real-Time Polymerase Chain Reaction (RT-PCR)
ECAD | E-Cadherin Immunostain, Technical Component Only | Order only;no result |  | Immunohistochemistry (IHC)
ECADB | E-Cadherin Immunostain, Bone Marrow, Technical Component Only | Order only;no result |  | Immunohistochemistry (IHC)
ECHNG | Echinococcus Antibody, IgG, Serum | 32171-1 | Echinococcus sp Ab.IgG:PrThr:Pt:Ser:Ord: | Enzyme Immunoassay (EIA)
ECMP | Eculizumab Monitoring Panel, Serum | 101922-3 | Eculizumab Monitoring Panel:-:Pt:Ser/Plas:-: | EAH50: Enzyme-Linked Immunosorbent Assay (ELISA) ECULI: Liquid Chromatography Tandem Mass Spectrometry (LC-MS/MS), High Resolution Accurate Mass
ECULI | Eculizumab, Serum | 90240-3 | Eculizumab:MCnc:Pt:Ser:Qn: | Liquid Chromatography Tandem Mass Spectrometry, High-Resolution Accurate Mass (LC-MS/MS HRAM)
EDMDP | Inherited Emery-Dreifuss Gene Panel, Varies | 103733-2 | Hereditary emery dreifuss multigene analysis:Find:Pt:Bld/Tiss:Doc:Molgen | Sequence Capture and Targeted Next-Generation Sequencing followed by Polymerase Chain Reaction (PCR) and Sanger Sequencing
EDN | Eosinophil Derived Neurotoxin, Serum | 100976-0 | Eosinophil derived neurotoxin:MCnc:Pt:Ser/Plas:Qn: | Fluorescence Enzyme Immunoassay (FEIA)
EDSGG | Ehlers-Danlos Syndrome Gene Panel, Varies | 93200-4 | Ehlers-Danlos syndrome multigene analysis:Find:Pt:Bld/Tiss:Doc:Molgen | Sequence Capture and Targeted Next-Generation Sequencing (NGS) followed by Polymerase Chain Reaction (PCR) and Sanger Sequencing
EEEP | Eastern Equine Encephalitis Antibody, IgG and IgM, Serum | 69034-7 | Eastern equine encephalitis virus Ab.IgG & IgM panel:-:Pt:Ser:-:IF | Immunofluorescence Assay (IFA)
EEEV1 | Red Blood Cell (RBC) Enzyme Evaluation, Blood | 72695-0 | Erythrocyte enzyme panel:-:Pt:RBC:-: | EEEVI: Medical Interpretation G6PDC, GPIC, PKC, HKC, AKC, PFKC, PGKC, TPIC, GSH, P5NT: Kinetic Spectrophotometry
EEEVI | Red Blood Cell (RBC) Enzyme Interpretation | 59466-3 | Hematologist review:Imp:Pt:XXX:Nar: | Only orderable as part of a profile. For more information see EEEV1 / Red Blood Cell (RBC) Enzyme Evaluation, Blood. Medical Interpretation
EEPC | Eastern Equine Encephalitis Antibody Panel, IgG and IgM, Spinal Fluid | 69035-4 | Eastern equine encephalitis virus Ab.IgG & IgM panel:-:Pt:CSF:-:IF | Immunofluorescence Assay (IFA)
EEST | Estradiol, Serum | 2243-4 | Estradiol:MCnc:Pt:Ser/Plas:Qn: | Liquid Chromatography Tandem Mass Spectrometry (LC-MS/MS)
EFPO | Electrolyte and Osmolality Panel, Feces | 88697-8 | Electrolytes & Osmolality panel:-:Pt:Stool:Qn: | OG_F: Calculation NA_F, K_F, CL_F: Indirect Ion-Selective Electrode (ISE) Potentiometry OSMOF: Freezing Point Depression POU_F: Photometric, Ammonium Molybdate MG_F: Colorimetric Titration
EGFRS | EGFR Gene, Targeted Mutation Analysis, 51 Mutation Panel, Tumor | 21665-5 | EGFR gene targeted mutation analysis:Prid:Pt:Bld/Tiss:Nom:Molgen | Polymerase Chain Reaction (PCR)
EGFRW | EGFR Targeted Mutation Analysis with ALK Reflex, Tumor | 21665-5 | EGFR gene targeted mutation analysis:Prid:Pt:Bld/Tiss:Nom:Molgen | Polymerase Chain Reaction (PCR)
EGG | Egg White, IgE, Serum | 6106-9 | Egg white Ab.IgE:ACnc:Pt:Ser:Qn: | Fluorescence Enzyme Immunoassay (FEIA)
EGGP | Eggplant, IgE, Serum | 7296-7 | Solanum melongena Ab.IgE:ACnc:Pt:Ser:Qn: | Fluorescence Enzyme Immunoassay (FEIA)
EGGPF | Egg Comprehensive Profile, Serum | 104536-8 | Egg Comprehensive panel:-:Pt:Ser/Plas:-: | Fluorescence Enzyme Immunoassay (FEIA)
EGPL | English Plantain, IgE, Serum | 6110-1 | Plantago lanceolata Ab.IgE:ACnc:Pt:Ser:Qn: | Fluorescence Enzyme Immunoassay (FEIA)
EGWTP | Egg White Component Profile, Serum | 104689-5 | Egg White IgE Panel:-:Pt:Ser:-: | Fluorescence Enzyme Immunoassay (FEIA)
EHBAP | Ehrlichia/Babesia Antibody Panel, Immunofluorescence, Serum | 101409-1 | Anaplasma phagocytophilum & Babesia microti & Ehrlichia chaffeensis Ab.IgG panel:-:Pt:Ser:-: | Immunofluorescence Assay (IFA)
EHOLG | Entamoeba histolytica Antibody, Serum | 22285-1 | Entamoeba histolytica Ab:PrThr:Pt:Ser:Ord: | Enzyme-Linked Immunosorbent Assay (ELISA)
EHOR | European Hornet, IgE, Serum | 15342-9 | Vespa crabro Ab.IgE:ACnc:Pt:Ser:Qn: | Fluorescence Enzyme Immunoassay (FEIA)
EHRC | Ehrlichia chaffeensis (HME) Antibody, IgG, Serum | 47405-6 | Ehrlichia chaffeensis Ab.IgG:Titr:Pt:Ser:SemiQn:IF | Immunofluorescence Assay (IFA)
EHRCP | Ehrlichia Antibody Panel, Serum | 77165-9 | Anaplasma phagocytophilum & Ehrlichia chaffeensis IgG panel:Titr:Pt:Ser:SemiQn: | Immunofluorescence Assay (IFA)
ELASF | Pancreatic Elastase, Feces | 25907-7 | Elastase.pancreatic:MCnt:Pt:Stool:Qn: | Enzyme-Linked Immunosorbent Assay (ELISA)
ELDR | Elder, IgE, Serum | 6108-5 | Sambucus nigra Ab.IgE:ACnc:Pt:Ser:Qn: | Fluorescence Enzyme Immunoassay (FEIA)
ELM | Elm, IgE, Serum | 6109-3 | Ulmus americana Ab.IgE:ACnc:Pt:Ser:Qn: | Fluorescence Enzyme Immunoassay (FEIA)
ELPSR | Electrolyte Panel, Serum | 24326-1 | Electrolytes 1998 panel:-:Pt:Ser/Plas:Qn: | KS, NAS, CL: Potentiometric, Indirect Ion-Selective Electrode HCO3: Photometric/Enzymatic AGAP: Calculated Result
EM | Electron Microscopy, Varies | 34166-9 | Observation:Prid:Pt:XXX:Nom:Microscopy.electron | Electron Microscopy
EMA | Endomysial Antibodies, IgA, Serum | 46126-9 | Endomysium Ab.IgA:PrThr:Pt:Ser:Ord:IF | Indirect Immunofluorescence Assay (IFA)
EMAI | Epithelial Membrane Antigen (EMA) Immunostain, Technical Component Only | Order only;no result |  | Immunohistochemistry (IHC)
EMAIG | Endomysial Antibodies, IgG, Serum | 39554-1 | Endomysium Ab.IgG:PrThr:Pt:Ser:Ord: | Indirect Immunofluorescence Assay (IFA)
EMAT | Endomysial Antibodies, IgA, Titer, Serum | 27038-9 | Endomysium Ab.IgA:Titr:Pt:Ser:SemiQn:IF | Staining of Rhesus Monkey Esophagus Substrate by Indirect Immunofluorescence Assay (IFA) for IgA Endomysial Antibodies (EMA) Only orderable as a reflex. For more information see EMA / Endomysial Antibodies (IgA), Serum.
EMAY | Euroglyphus maynei, IgE, Serum | 6114-3 | Euroglyphus maynei Ab.IgE:ACnc:Pt:Ser:Qn: | Fluorescence Enzyme Immunoassay (FEIA)
EMICZ | Emicizumab, Modified One Stage Assay Factor VIII, Plasma | 99614-0 | Emicizumab:MCnc:Pt:PPP:Qn:Coag | Optical Clot-Based
ENAE | Antibody to Extractable Nuclear Antigen Evaluation, Serum | 90228-8 | Extractable nuclear antigen Ab.IgG panel:-:Pt:Ser:-: | Multiplex Flow Immunoassay
ENC2 | Encephalopathy, Autoimmune/Paraneoplastic Evaluation, Spinal Fluid | 94708-5 | Encephalopathy autoimmune Ab panel:-:Pt:CSF:-: | AEECI: Medical Interpretation AGN1C, AGNTC, AMPIC, AMPHC, APHTC, ANN1C, AN1TC, ANN2C, AN2TC, ANN3C, AN3TC, CRMTC, CRMC, DPPTC, GABIC, GFAIC, GFATC, IG5TC, GL1IC, GL1TC, NCDIC, NCDTC, NIFIC, NIFTC, NMDIC, PCA1C, PC1TC, PCA2C, PC2TC, PCTRC, PCTTC, PDEIC, PDETC, SP7IC, SP7TC, T46IC, T26TC: Indirect Immunofluorescence Assay (IFA) AMPCC, CS2CC, DPPCC, GABCC, GFACC, IG5CC, LG1CC, GL1CC, NCDCC, AINCC, NFLCC, NFHCC, NMDCC, SP7CC, T46CC: Cell Binding Assay (CBA) CRMWC: Western Blot (WB) AGNBC, AMIBC, AN1BC, AN2BC, PC1BC, PCTBC: Immunoblot (IB) GD65C: Radioimmunoassay (RIA)
ENS2 | Encephalopathy, Autoimmune/Paraneoplastic Evaluation, Serum | 94697-0 | Encephalopathy autoimmune Ab panel:-:Pt:Ser/Plas:-: | AEESI: Medical Interpretation AGN1S, AGNTS, AMPHS, APHTS, AMPIS, ANN1S, AN1TS, ANN2S, AN2TS, AN3TS, ANN3S, CRMS, CRMTS, DPPTS, GABIS, GFAIS, GFATS, IG5TS, GL1IS, GL1TS, NCDIS, NCDTS, NIFIS, NIFTS, NMDIS, PCABP, PC1TS, PCAB2, PC2TS, PCATR, PCTTS, PDEIS, PDETS, SP7IS, SP7TS, T46IS, T46TS: Indirect Immunofluorescence Assay (IFA) AMPCS, CS2CS, DPPCS, GABCS, GFACS, IG5CS, LG1CS, GL1CS, NCDCS, AINCS, NFLCS, NFHCS, NMDCS, SP7CS, T46CS: Cell Binding Assay (CBA) CRMWS: Western Blot (WB) AGNBS, AMIBS, AN1BS, AN2BS, PC1BS, PCTBS: Immunoblot (IB) GD65S: Radioimmunoassay (RIA)
ENTP | Enterovirus, Molecular Detection, PCR, Plasma | 97151-5 | Enterovirus RNA:PrThr:Pt:Ser/Plas:Ord:Non-probe.amp.tar | Real-Time Polymerase Chain Reaction (PCR)/RNA Probe Hybridization
EOIBD | Early Onset Monogenic Inflammatory Bowel Disease (IBD) Gene Panel, Varies | 105196-0 | Inflammatory Bowel Disease multigene analysis:Find:Pt:Bld/Tiss:Doc:Molgen | Sequence Capture and Amplicon-Based Next-Generation Sequencing (NGS)/Quantitative Real-Time Polymerase Chain Reaction (qPCR) and Sanger Sequencing as needed
EOS3B | Probe, Tri-color (EOSMF) (Bill Only) | Bill only; no result |  | This test is for billing purposes only. This is not an orderable test. Fluorescence In Situ Hybridization (FISH)
EOSMB | Probe, Each Additional (EOSMF) (Bill Only) | Bill only; no result |  | This test is for billing purposes only. This is not an orderable test. Fluorescence In Situ Hybridization (FISH)
EOSU1 | Eosinophils, Random, Urine | 32014-3 | Eosinophils/100 leukocytes:NFr:Pt:Urine:Qn:Manual count | Hansel Stain
EOXD | Ethylene Oxide, IgE, Serum | 6112-7 | Ethylene oxide Ab.IgE:ACnc:Pt:Ser:Qn: | Fluorescence Enzyme Immunoassay (FEIA)
EPCRB | Ehrlichia/Anaplasma, Molecular Detection, PCR, Blood | 87548-4 | Anaplasma phagocytophilum & Ehrlichia sp groEL gene panel:-:Pt:Bld:Ord:Non-probe.amp.tar | Real-Time Polymerase Chain Reaction (PCR)/DNA Probe Hybridization
EPIP1 | Epithelia Panel # 1, Serum | 30185-3 | (Cat dander+Cow dander+Dog dander+Horse dander) Ab.IgE:ACnc:Pt:Ser:Qn:Multidisk | Fluorescence Enzyme Immunoassay (FEIA)
EPIP2 | Epithelia Panel # 2, Serum | 71370-1 | (Guinea pig epithelium+Hamster epithelium+Mouse+Rabbit epithelium+Rat) Ab.IgE:ACnc:Pt:Ser:Qn:Multidisk | Fluorescence Enzyme Immunoassay (FEIA)
EPO | Erythropoietin, Serum | 15061-5 | Erythropoietin:ACnc:Pt:Ser/Plas:Qn: | Immunoenzymatic Assay
EPS2 | Epilepsy, Autoimmune/Paraneoplastic Evaluation, Serum | 94698-8 | Epilepsy autoimmune Ab panel:-:Pt:Ser/Plas:-: | AGN1S, AGNTS, AMPIS, AMPHS, APHTS, ANN1S, AN1TS, ANN2S, AN2TS, ANN3S, AN3TS, CRMTS, CRMS, DPPTS, GABIS, GFAIS, GFATS, GL1IS, GL1TS, NCDIS, NCDTS, NMDIS, PCAB2, PC2TS, PCATR, PCTTS, PDEIS, PDETS, T46IS, T46TS: Indirect Immunofluorescence Assay (IFA) AMPCS, CS2CS, DPPCS, GABCS, GFACS, LG1CS, GL1CS, NCDCS, NMDCS, T46CS: Cell Binding Assay (CBA) CRMWS: Western Blot (WB) AGNBS, AMIBS, AN1BS, AN2BS, PCTBS: Immunoblot (IB) GD65S: Radioimmunoassay (RIA)
EPUR | Epicoccum purpurascens, IgE, Serum | 6111-9 | Epicoccum purpurascens Ab.IgE:ACnc:Pt:Ser:Qn: | Fluorescence Enzyme Immunoassay (FEIA)
ERBE1 | Estrogen Receptor Beta-1 Immunostain, Technical Component Only | Order only;no result |  | Immunohistochemistry (IHC)
ERG | ERG Immunostain, Technical Component Only | Order only;no result |  | Immunohistochemistry (IHC)
ERPR | Estrogen/Progesterone Receptor, Semi-Quantitative Immunohistochemistry, Manual | 10480-2 | Estrogen+Progesterone receptor Ag:PrThr:Pt:Tiss:Ord:Immune stain | Semi-Quantitative Immunohistochemistry
ESBLS | Extended-Spectrum Beta-Lactamase-Producing Gram-Negative Bacteria Surveillance Culture, Feces | 102121-1 | Extended-spectrum beta lactamase by ceftazidime to ceftazidime+clavulanate inhibitory concentration ratio:Imp:Pt:Stool:Ord:Based on lab data | Conventional Culture Technique
ESR1T | ESR1 Mutation Analysis, Next-Generation Sequencing, Tumor | 102116-1 | ESR1 gene mutation panel:-:Pt:Tiss:-:Molgen | Sequence Capture and Targeted Next-Generation Sequencing (NGS)
ESTF | Estrogens, Estrone (E1) and Estradiol (E2), Fractionated, Serum | 53766-2 | Estrogen fraction panel:-:Pt:Ser/Plas:-: | Liquid Chromatography Tandem Mass Spectrometry (LC-MS/MS)
ESTR | Estrogen Receptor Immunostain, Technical Component Only | Order only;no result |  | Immunohistochemistry (IHC)
ESTS | Estradiol, Rapid, Immunoassay, Serum | 2243-4 | Estradiol:MCnc:Pt:Ser/Plas:Qn: | Electrochemiluminescent Immunoassay (ECLIA)
ESTUF | Endometrial Stromal Tumors (EST), 7p15 (JAZF1), 6p21.32 (PHF1), 17p13.3 (YWHAE) Rearrangement, FISH, Tissue | 102086-6 | Endometrial stromal tumor:Find:Pt:Tiss:Doc:FISH | Fluorescence In Situ Hybridization (FISH)
ESYC | Eastern Sycamore, IgE, Serum | 6263-8 | Platanus occidentalis Ab.IgE:ACnc:Pt:Ser:Qn: | Fluorescence Enzyme Immunoassay (FEIA)
ETGC | Ethyl Glucuronide Confirmation, Random, Urine | 93705-2 | Ethyl sulfate & Ethyl glucuronide panel:-:Pt:Urine:-: | Liquid Chromatography Tandem Mass Spectrometry (LC-MS/MS)
ETGL | Ethylene Glycol, Serum | 5646-5 | Ethylene glycol:MCnc:Pt:Ser/Plas/Bld:Qn: | Gas Chromatography-Flame Ionization Detection (GC-FID)
ETGR | Ethyl Glucuronide Screen with Reflex, Random, Urine | 58375-7 | Ethyl glucuronide:Threshold:Pt:Urine:Ord:Screen | Immunoassay
ETGS | Ethyl Glucuronide Screen, Random, Urine | 58375-7 | Ethyl glucuronide:Threshold:Pt:Urine:Ord:Screen | Immunoassay
ETGSR | Ethyl Glucuronide Screen with Reflex, Random, Urine | 58375-7 | Ethyl glucuronide:PrThr:Pt:Urine:Ord:Screen | Only orderable as part of profile. For more information see CSMEU / Controlled Substance Monitoring Enhanced Profile with Reflex, 21 Drug Classes, High Resolution Mass Spectrometry and Immunoassay Screen, Random, Urine. Immunoassay
ETGX | Ethyl Glucuronide Confirmation, Chain of Custody, Random, Urine | 93705-2 | Ethyl sulfate & Ethyl glucuronide panel:-:Pt:Urine:-: | Liquid Chromatography Tandem Mass Spectrometry (LC-MS/MS)
ETV6F | ETV6 (12p13.2) Rearrangement, FISH, Tissue | 101380-4 | ETV6 gene rearrangements:Find:Pt:Tiss:Doc:FISH | Fluorescence In Situ Hybridization (FISH)
ETX | Ethosuximide, Serum | 3616-0 | Ethosuximide:MCnc:Pt:Ser/Plas:Qn: | Enzyme-Multiplied Immunoassay Technique (EMIT)
EUCL | Eucalyptus, IgE, Serum | 6113-5 | Eucalyptus spp Ab.IgE:ACnc:Pt:Ser:Qn: | Fluorescence Enzyme Immunoassay (FEIA)
EURO | Phospholipase A2 Receptor, Enzyme Linked Immunosorbent Assay, Serum | 73737-9 | Phospholipase A2 receptor Ab.IgG:ACnc:Pt:Ser:Qn:IA | Only orderable as part of a profile. For more information see PMND1 / Primary Membranous Nephropathy Diagnostic Cascade, Serum Enzyme-Linked Immunosorbent Assay (ELISA)
EVROL | Everolimus, Blood | 50544-6 | Everolimus:MCnc:Pt:Bld:Qn: | Liquid Chromatography Tandem Mass Spectrometry (LC-MS/MS)
EWSF | Ewing Sarcoma, 22q12 (EWSR1) Rearrangement, FISH, Tissue | 93806-8 | EWSR1 gene rearrangements:Find:Pt:Tiss:Doc:FISH | Fluorescence In Situ Hybridization (FISH)
EZNT8 | Zinc Transporter 8 (ZnT8) Antibody, Serum | 76651-9 | Zinc transporter 8 Ab:ACnc:Pt:Ser/Plas:Qn:IA | Enzyme-Linked Immunosorbent Assay (ELISA)
F100B | S-100B Protein, Serum | 47275-3 | S100 calcium binding protein B:MCnc:Pt:Ser:Qn: | Quantitative Enzyme-Linked Immunosorbent Assay
F11DX | 11-Desoxycortisol | 1657-6 | 11-Deoxycortisol:MCnc:Pt:Ser/Plas:Qn: | Liquid chromatography/tandem mass spectrometry (LC/MS-MS) after chromatography and solvent extraction.
F2ISO | F2-Isoprostanes, Random, Urine | 90783-2 | F2-Isoprostanes/Creatinine:MRto:Pt:Urine:Qn: | F2ISO: Liquid Chromatography Tandem Mass Spectrometry (LC-MS/MS) CRETR: Enzymatic Colorimetric Assay
F2_IS | Factor II Inhibitor Screen, Plasma | 96454-4 | Coagulation factor II inhibitor:PrThr:Pt:PPP:Ord:Coag | Only orderable as part of a profile. For more information see: 2INHE / Factor II Inhibitor Evaluation, Plasma ALBLD / Bleeding Diathesis Profile, Limited, Plasma APROL / Prolonged Clot Time Profile, Plasma Optical Clot-Based
F5DNA | Factor V Leiden (R506Q) Mutation, Blood | 21668-9 | F5 gene.p.Arg506Gln:PrThr:Pt:Bld/Tiss:Ord:Molgen | Direct Variant Analysis
F5M | 5-Methyltetrahydrofolate | 47547-5 | 5-Methyltetrahydrofolate:SCnc:Pt:CSF:Qn: | HPLC/Electrochemistry
F5NUL | 5'Nucleotidase | 1690-7 | 5'-Nucleotidase:CCnc:Pt:Ser/Plas:Qn: | Quantitative Enzymatic
F5_IS | Factor V Inhibitor Screen, Plasma | 81124-0 | Coagulation factor V inhibitor:PrThr:Pt:PPP:Ord:Coag | Only orderable as part of a profile. For more information see: 5INHE / Factor V Inhibitor Evaluation, Plasma ALUPP / Lupus Anticoagulant Profile, Plasma ALBLD / Bleeding Diathesis Profile, Limited, Plasma APROL / Prolonged Clot Time Profile, Plasma Optical Clot-Based
F68KD | 68kD (hsp-70) antibodies by Line Blot | 43597-4 | Inner Ear 68kD Ab:PrThr:Pt:Ser/Plas:Ord:IB | Line Immunoassay
F7_IS | Factor VII Inhibitor Screen, Plasma | 81123-2 | Coagulation factor VII inhibitor:PrThr:Pt:PPP:Ord:Coag | Only orderable as part of a profile. For more information see: 7INHE / Factor VII Inhibitor Evaluation, Plasma ALBLD / Bleeding Diathesis Profile, Limited, Plasma APROL / Prolonged Clot Time Profile, Plasma Optical Clot-Based
F81B | Hemophilia A F8 Gene, Intron 1 Inversion Known Mutation, Whole Blood | 81762-7 | F8 gene intron 1 inversion targeted mutation analysis:Find:Pt:Bld/Tiss:Doc:Molgen | Polymerase Chain Reaction (PCR)
F81P | Hemophilia A F8 Gene, Intron 1 Inversion Known Mutation Analysis, Prenatal | 82342-7 | F8 gene intron 1 inversion targeted mutation analysis:Find:Pt:Amnio fld/CVS:Doc:Molgen | Polymerase Chain Reaction (PCR)
F822B | Hemophilia A F8 Gene, Intron 22 Inversion Known Mutation, Whole Blood | 91679-1 | F8 gene intron 22 inversion targeted mutation analysis:Find:Pt:Bld/Tiss:Doc:Molgen | Inverse Shifting-Polymerase Chain Reaction (IS-PCR)
F822P | Hemophilia A F8 Gene, Intron 22 Inversion Mutation Analysis, Prenatal | 91680-9 | F8 gene intron 22 inversion targeted mutation analysis:Find:Pt:Amnio fld/CVS:Doc:Molgen | Inverse Shifting-Polymerase Chain Reaction (IS-PCR)
F8A | Coagulation Factor VIII Activity Assay, Plasma | 3209-4 | Coagulation factor VIII activity actual/Normal:RelTime:Pt:PPP:Qn:Coag | Optical Clot-Based
F8INP | Hemophilia A F8 Gene, Intron 1 and 22 Inversion Mutation Analysis, Prenatal | 82343-5 | F8 gene intron 1 & 22 inversion targeted mutation analysis:Find:Pt:Amnio fld/CVS:Doc:Molgen | Polymerase Chain Reaction (PCR) or Inverse Shifting-Polymerase Chain Reaction (IS-PCR)
F8INV | Hemophilia A F8 Gene, Intron 1 and 22 Inversion Mutation Analysis, Whole Blood | 81761-9 | F8 gene intron 1 & 22 inversion targeted mutation analysis:Find:Pt:Bld/Tiss:Doc:Molgen | Polymerase Chain Reaction (PCR) or Inverse Shifting-Polymerase Chain Reaction (IS-PCR)
F8IS | Coagulation Factor VIII Inhibitor Screen, Plasma | 3206-0 | Coagulation factor VIII inhibitor:PrThr:Pt:PPP:Ord:Coag | Only orderable as a reflex. For more information see: 8INHE / Factor VIII Inhibitor Evaluation, Plasma ALUPP / Lupus Anticoagulant Profile, Plasma ALBLD / Bleeding Diathesis Profile, Limited, Plasma APROL / Prolonged Clot Time Profile, Plasma AVWPR / von Willebrand Disease Profile, Plasma Optical Clot-Based
F9_IS | Factor IX Inhibitor Screen, Plasma | 30086-3 | Coagulation factor IX inhibitor:PrThr:Pt:PPP:Ord:Coag | Only orderable as a reflex. For more information see: 9INHE / Factor IX Inhibitor Evaluation, Plasma ALUPP / Lupus Anticoagulant Profile, Plasma ALBLD / Bleeding Diathesis Profile, Limited, Plasma APROL / Prolonged Clot Time Profile, Plasma Optical Clot-Based
FA13Q | Factor 13, Qualitative, with Reflex to Factor 13 1:1 Mix | Not Provided |  | Qualitative Solubility Assay
FA13R | Factor 13 1:1 Mix | Not Provided |  | Can only be ordered as a reflex test. For more information, see FA13Q.
FA1GP | Alpha-1-Acid Glycoprotein | 2685-6 | Alpha-1-Acid glycoprotein:MCnc:Pt:Ser/Plas:Qn: | Fixed Rate Time Nephelometry
FABAA | Anti-bestrophin Autoantibodies | Not Provided |  | Immunoblot
FABP2 | Allergic Bronchopulmonary Aspergillosis Panel II | Not Provided |  | ImmunoCAP 1000 ImmunoCAP FEIA Enzyme immunoassay (FEIA)
FABRZ | Fabry Disease, Full Gene Analysis, Varies | 76036-3 | GLA gene full mutation analysis:Find:Pt:Bld/Tiss:Doc:Sequencing | Polymerase Chain Reaction (PCR) followed by DNA Sequencing
FACEC | Angiotensin Converting Enzyme, CSF | 12480-0 | Angiotensin converting enzyme:CCnc:Pt:CSF:Qn: | Quantitative Spectrophotometry
FACES | Acetoacetate, Serum | Not Provided | Acetoacetate:MCnc:Pt:Ser/Plas:Qn: | Gas Chromatography (GC)
FACET | Acetaminophen (Tylenol, Datril), Urine | 13622-6 | Acetaminophen:MCnc:Pt:Urine:Qn: | Immunoassay (IA)
FACN1 | Anti-cN-1A (NT5c1A) IBM | 96562-4 | Cytosolic 5'-nucleotidase 1A Ab:ACnc:Pt:Ser:Qn:IA | Enzyme-linked immunosorbent assay (ELISA)
FACR8 | Factor 8 Related Antigen Immunostain, Technical Component Only | Order only;no result |  | Immunohistochemistry (IHC)
FACT | Filamentous-Actin (F-actin) Antibody, IgG, Serum | 44706-0 | Actin.smooth muscle Ab.IgG:ACnc:Pt:Ser:Qn: | Enzyme-Linked Immunosorbent Assay (ELISA)
FACTV | Coagulation Factor V Activity Assay, Plasma | 3193-0 | Coagulation factor V activity actual/Normal:RelTime:Pt:PPP:Qn:Coag | Optical Clot-Based
FACYS | Acyclovir, Plasma | 9416-9 | Acyclovir:MCnc:Pt:Ser/Plas:Qn: | High Performance Liquid Chromatography/Tandem Mass Spectrometry (LC/MS/MS)
FADBC | Adenosine Deaminase, RBC | 47549-1 | Adenosine deaminase:CCnt:Pt:RBC:Qn: | Kinetic Spectrophotometry
FADCF | Adenosine Deaminase in CSF | 35703-8 | Adenosine deaminase:CCnc:Pt:CSF:Qn: | Quantitative Spectrophotometry
FADDP | Adenosine Deaminase, Pericardial Fluid | 49760-2 | Adenosine deaminase:CCnc:Pt:Pericard fld:Qn: | Quantitative Spectrophotometry
FADDS | Antidepressant Drug Screen, Qualitative | Not Provided |  | Immunoassay (IA) Liquid Chromatography/Tandem Mass Spectrometry (LC/MS/MS)
FADFL | Adenosine Deaminase in Peritoneal Fluid | 49759-4 | Adenosine deaminase:CCnc:Pt:Periton fld:Qn: | Quantitative Spectrophotometry
FADNA | Adenovirus DNA, Quantitative Real-Time PCR, Plasma | 49340-3 | Adenovirus DNA:NCnc:Pt:XXX:Qn:Probe.amp.tar | Real-Time Polymerase Chain Reaction (RT-PCR)
FADPF | Adenosine Deaminase, Pleural Fluid | 35704-6 | Adenosine deaminase:CCnc:Pt:Plr fld:Qn: | Quantitative Spectrometry
FADQP | Adenovirus DNA, Quantitative Real-Time PCR, WB | Not Provided |  | Real-Time Polymerase Chain Reaction (RT-PCR)
FAEAB | Anti-Enterocyte Antibodies | Not Provided |  | Indirect Immunofluorescence
FAFE | Aspergillus flavus IgE | 6024-4 | Aspergillus flavus Ab.IgE:ACnc:Pt:Ser:Qn: | Enzyme Immunoassay (EIA)
FAGES | Androstanediol Glucuronide (Endocrine Sciences) | 1680-8 | 3-Alpha-Androstanediol glucuronide:MCnc:Pt:Ser:Qn: | High Pressure Liquid Chromatography and Tandem Mass Spectrometry (HPLC/MS-MS)
FALBU | Albuterol, Serum/Plasma | 9311-2 | Albuterol:MCnc:Pt:Ser/Plas:Qn: | High Performance Liquid Chromatography/Tandem Mass Spectrometry (LC/MS/MS)
FALFG | Almond Food IgG | 60348-0 | Prunus dulcis Ab.IgG:MCnc:Pt:Ser:Qn: | Enzyme Immunoassay (FEIA)
FALG | Alpha Lactalbumin IgG | 63418-8 | Lactalbumin alpha Ab.IgG:MCnc:Pt:Ser:Qn: | Enzyme Immunoassay (FEIA)
FALPE | Alfalfa (Medicago sativa) IgE | 7065-6 | Medicago sativa Ab.IgE:ACnc:Pt:Ser:Qn: | ImmunoCAP FEIA
FALPX | Alprazolam (Xanax) | 59611-4 | ALPRAZolam:MCnc:Pt:Ser/Plas:Qn:Confirm | Liquid Chromatography/Tandem Mass Spectrometry (LC/MS/MS)
FAMAN | Amantadine (Symmetrel) | 3317-5 | Amantadine:MCnc:Pt:Ser/Plas:Qn: | Gas Chromatography/Nitrogen Phosphorus Detection (GC-NPD)
FAMBS | Amphotericin B Susceptibility Testing | Not Provided |  | CLSI Broth dilution
FAMBT | Amyloid Beta-Protein | 70073-2 | Amyloid beta 40 peptide:MCnc:Pt:Plas:Qn: | Radioimmunoassay (RIA)
FAMCE | Cheese American IgE | 7201-7 | Cheese American Ab.IgE:ACnc:Pt:Ser:Qn: | Enzyme Immunoassay (EIA)
FAMDA | Anti-MDA-5 Ab (CADM-140) | Not Provided |  | Enzyme-linked immunosorbent assay (ELISA)
FAMOX | Amoxapine (Asendin) and 8-Hydroxyamoxapine | 9625-5 | Amoxapine+8-Hydroxyamoxapine:MCnc:Pt:Ser/Plas:Qn: | High Performance Liquid Chromatography with Ultraviolet Detection (HPLC-UV)
FAMP | Amphetamine, Serum or Plasma | 42576-9 | Amphetamine:MCnc:Pt:Bld:Qn:Confirm | Chromatography with Mass Spectrometry
FANG1 | Angiotensin I, Plasma | 1858-0 | Angiotensin I:MCnc:Pt:Plas:Qn: | Direct ELISA
FANIC | Anti-Nuclear Antibodies by Indirect Fluorescent Antibody (IFA), Cerebrospinal Fluid | 63294-3 | Nuclear Ab:PrThr:Pt:CSF:Ord:IF | Indirect Fluorescent Antibody (IFA)
FANSE | Annatto Seed (Bixa orellana) IgE | 50638-6 | Bixa orellana seed Ab.IgE:ACnc:Pt:Ser:Qn: | Enzyme Immunoassay (EIA)
FANT | Fire Ant, IgE, Serum | 6117-6 | Solenopsis invicta Ab.IgE:ACnc:Pt:Ser:Qn: | Fluorescence Enzyme Immunoassay (FEIA)
FANTI | Anti-IgE | Not Provided |  | ELISA
FAO | Fatty Acid Oxidation Probe Assay, Fibroblast Culture | 74533-1 | Fatty acid oxidation panel:-:Pt:Fibroblasts:-: | Fibroblasts Incubated with Enriched Medium followed by Tandem Mass Spectrometry (MS/MS)
FAPCP | Fatty Acid Profile, Comprehensive (C8-C26), Serum | 43674-1 | Fatty acid panel.comprehensive C8-C26:-:Pt:Ser/Plas:Qn: | Gas Chromatography Mass Spectrometry (GC-MS) Stable Isotope Dilution
FAPEP | Fatty Acid Profile, Essential, Serum | 43676-6 | Fatty acid panel.essential C12-C22:-:Pt:Ser/Plas:Qn: | Gas Chromatography Mass Spectrometry (GC-MS) Stable Isotope Dilution Analysis
FAPIX | Apixaban, Plasma | 74218-9 | Apixaban:MCnc:Pt:Ser/Plas:Qn:LC/MS/MS | High Performance Liquid Chromatography/Tandem Mass Spectrometry (LC/MS/MS)
FAPLG | Apple IgG | 60349-8 | Malus sylvestris Ab.IgG:MCnc:Pt:Ser:Qn: | Enzyme Immunoassay (FEIA)
FAPM | Fatty Acid Profile, Mitochondrial (C8-C18), Serum | 43675-8 | Fatty acid panel.mitochondrial C8-C18:-:Pt:Ser/Plas:Qn: | Gas Chromatography Mass Spectrometry (GC-MS) Stable Isotope Dilution
FAPMA | Anti-PM/Scl-100 Ab | 101221-0 | PM-SCL-100 extractable nuclear Ab:ACnc:Pt:Ser:Qn:IA | ELISA
FARI | Aripiprazole (Abilify) | 38893-4 | ARIPiprazole:MCnc:Pt:Ser/Plas:Qn: | Liquid Chromatography/Tandem Mass Spectrometry (LC/MS/MS)
FARP | Autoimmune Retinopathy Panel by Immunoblot (ARP) | Not Provided |  | Immunoblot
FART | Artichoke (Cynara scolymus) IgE | 7094-6 | Cynara scolymus Ab.IgE:ACnc:Pt:Ser:Qn: | Enzyme Immunoassay (EIA)
FARWB | Anti-retinal autoantibodies follow up, WB | Not Provided |  | Western Blot (WB)
FAS1A | Anti-SAE1 Ab, IgG | 101220-2 | SUMO-activating enzyme subunit 1 Ab.IgG:ACnc:Pt:Ser:Qn:IA | Enzyme-linked immunosorbent assay (ELISA)
FASAB | Aspergillus Antibodies, Quantitative, DID | Not Provided |  | Double Immunodiffusion (DID)
FASC | Fascin Immunostain, Technical Component Only | Order only;no result |  | Immunohistochemistry (IHC)
FASCC | Amphetamines Analysis, Serum | 8149-7 | Amphetamines:PrThr:Pt:Ser/Plas:Ord:Screen | Immunoassay (IA) - Screen Gas Chromatography/Mass Spectrometry (GS/MS) - Confirmation; if applicable
FASPE | Aspen (Populus tremuloides) IgE | 7101-9 | Populus tremula Ab.IgE:ACnc:Pt:Ser:Qn: | Enzyme Immunoassay (EIA)
FASPG | Aspergillus IgG Precipitins Panel | Not Provided |  | Gel Diffusion
FASQN | Antidepressant Drug Screen, Ur, Quantitative | 32136-4 | Antidepressants:PrThr:Pt:Urine:Ord: | Immunoassay (IA); Liquid Chromatography/Tandem Mass Spectrometry (LC/MS/MS)
FAT1G | Anti-TIF-1gamma Antibody | Not Provided |  | Enzyme-linked immunosorbent assay (ELISA)
FATF | Fat, Feces | 16142-2 | Fat:MRat:24H:Stool:Qn: | Nuclear Magnetic Resonance (NMR) Spectroscopy
FATHO | Anti-Th/To Ab | 81743-7 | Th-To Ab:PrThr:Pt:Ser:Ord:Line blot | RIPA Gel Radiography
FAU3R | Anti-U3 RNP Antibodies (Fibrillarin) | 49963-2 | Fibrillarin Ab:PrThr:Pt:Ser:Ord: | RIPA Gel Radiography
FAVCG | Avocado IgG | 60398-5 | Persea americana Ab.IgG:MCnc:Pt:Ser:Qn: | Enzyme Immunoassay (FEIA)
FAVI | Hypersensitivity Pneumonitis Avian Panel | Not Provided |  | Immunodiffusion
FAZAT | Azathioprine (Imuran) as 6-Mercaptopurine | 16419-4 | azaTHIOprine:MCnc:Pt:Ser/Plas:Qn: | High Performance Liquid Chromatography with Ultraviolet Detection (HPLC-UV)
FB12 | Vitamin B12 and Folate, Serum | 96805-7 | Cobalamins & folate panel:-:Pt:Ser:Qn: | B12: Immunoenzymatic Assay FOL: Competitive Binding Receptor Assay
FBAC | Bile Acids, Urine | 49254-6 | Bile acid pattern:Imp:Pt:Urine:Nar | Fast Atom Bombardment-Mass Spectrometry (FAB-MS)
FBACS | Baclofen, Serum | 9353-4 | Baclofen:MCnc:Pt:Ser/Plas:Qn: | High Performance Liquid Chromatography/Tandem Mass Spectrometry (LC-MS/MS)
FBANG | Banana IgG | 60352-2 | Musa spp Ab.IgG:MCnc:Pt:Ser:Qn: | Enzyme Immunoassay (FEIA)
FBARG | Barley IgG | 51917-3 | Hordeum vulgare Ab.IgG:MCnc:Pt:Ser:Qn: | Enzyme Immunoassay (FEIA)
FBARS | Barium, Serum | 5589-7 | Barium:MCnc:Pt:Ser/Plas:Qn: | Inductively Coupled Plasma/Mass Spectrometry (ICP-MS)
FBART | Bartonella Antibody Panel, IFA CSF | Not Provided |  | Immunofluorescence Assay (IFA)
FBBLE | Bass Black (Sea Bass) (Centropristis striata) IgE | 7120-9 | Micropterus salmoides Ab.IgE:ACnc:Pt:Ser:Qn: | Enzyme Immunoassay (EIA)
FBCFS | Barbiturates Confirmation, Serum | Not Provided |  | Gas Chromatography/Mass Spectrometry (GC/MS) Only orderable as a reflex test.
FBCQ | Benzodiazepine Confirmation, Urine | Not Provided |  | Only orderable as a reflex. For further information, see FSHPU/Sedative Hypnotic Panel, Urine Liquid Chromatography/Tandem Mass Spectrometry (LC/MS/MS)
FBEBE | Bean Black (Phaseolus spp) IgE | 21096-3 | Bean black Ab.IgE:ACnc:Pt:Ser:Qn: | Enzyme Immunoassay (EIA)
FBEFG | Beef IgG | 35529-7 | Beef Ab.IgG:MCnc:Pt:Ser:Qn: | Enzyme Immunoassay (FEIA)
FBEN | Benzene, Occupational Exposure, Blood | 9330-2 | Benzene:MCnc:Pt:Bld:Qn: | Headspace Gas Chromatography/Flame Ionization Detection (GC-FID)
FBENZ | Benztropine (Cogentin), Serum | 9384-9 | Benztropine:MCnc:Pt:Ser/Plas:Qn: | Liquid Chromatography/Tandem Mass Spectrometry (LC/MS/MS)
FBEP | Pea Black-Eyed/Cow Pea (Vigna sinensis) IgE | 7571-3 | Vigna sinensis Ab.IgE:ACnc:Pt:Ser:Qn: | Enzyme Immunoassay (EIA)
FBERY | Beryllium, Blood | 8159-6 | Beryllium:MCnc:Pt:Bld:Qn: | Inductively Coupled Plasma/Mass Spectrometry (ICP-MS)
FBFPI | Bird Fancier's Precipitin Panel I | Not Provided |  | Gel Diffusion
FBGSG | Bean Green/String IgG | 60353-0 | Bean green Ab.IgG:MCnc:Pt:Ser:Qn: | Enzyme Immunoassay (FEIA)
FBILM | Biliary Tract Malignancy-Cytology, FISH, Varies | 95230-9 | Biliary tract neoplasm chromosome aneuploidy & cytology analysis:Find:Pt:Tiss:Doc: | Cytology Light Microscopy and Fluorescence In Situ Hybridization (FISH)
FBIOT | Vitamin B7, H (Biotin) | 1980-2 | Biotin:MCnc:Pt:Ser/Plas:Qn: | Microbiological Assay
FBIUR | Bicarbonate, Urine | 1964-6 | Bicarbonate:SCnc:Pt:Urine:Qn: | Enzymatic Assay (EZA)
FBKG | Bean Kidney IgG | 60354-8 | Bean kidney red Ab.IgG:MCnc:Pt:Ser:Qn: | Enzyme Immunoassay (FEIA)
FBL | Fungal Culture, Blood | 601-5 | Fungus:Prid:Pt:Bld:Nom:Culture | Conventional Broth Culture/Macroscopic/Microscopic/D2 rDNA Gene Sequencing/Real-Time Polymerase Chain Reaction (PCR)/Matrix-Assisted Laser Desorption/Ionization-Time of Flight Mass Spectrometry (MALDI-TOF MS) Dimorphic Pathogen Identification Confirmation: D2 rDNA Gene Sequencing/PCR/MALDI-TOF MS
FBLGG | Beta Lactoglobulin IgG | 63090-5 | Beta lactoglobulin Ab.IgG:MCnc:Pt:Ser:Qn: | Enzyme Immunoassay (FEIA)
FBLME | Bean Lima (Phaseolus limensis) IgE | 7131-6 | Phaseolus limensis Ab.IgE:ACnc:Pt:Ser:Qn: | ImmunoCAP FEIA
FBLUG | Blueberry IgG | 58035-7 | Vaccinium myrtillus Ab.IgG:MCnc:Pt:Ser:Qn: | Enzyme Immunoassay (FEIA)
FBMBL | Venom Bumble Bee (Bombus terrestrus) IgE | 6056-6 | Bombus terrestris Ab.IgE:ACnc:Pt:Ser:Qn: | ImmunoCAP FEIA
FBMO | MVista Blastomyces Quantitative Antigen, Fluid | Not Provided |  | Quantitative Sandwich Enzyme Immunoassay (EIA)
FBNC1 | Brazil Nut Component rBer e 1 | 64963-2 | Bertholletia excelsa recombinant (rBer e) 1 Ab.IgE:ACnc:Pt:Ser:Qn: | ImmunoCAP FEIA
FBNWG | Bean Navy/White IgG | 63079-8 | Bean white Ab.IgG:MCnc:Pt:Ser:Qn: | Enzyme Immunoassay (FEIA)
FBRCG | Broccoli IgG | 60356-3 | Brassica oleracea var italica Ab.IgG:MCnc:Pt:Ser:Qn: | Enzyme Immunoassay (FEIA)
FBROM | Bromine - Total, Blood | 42725-2 | Bromide:MCnc:Pt:Bld:Qn: | Inductively Coupled Plasma/Mass Spectrometry (ICP/MS)
FBSH | Firebush (Kochia), IgE, Serum | 6118-4 | Kochia scoparia Ab.IgE:ACnc:Pt:Ser:Qn: | Fluorescence Enzyme Immunoassay (FEIA)
FBSLG | Basil IgG | 63124-2 | Ocimum basilicum Ab.IgG:MCnc:Pt:Ser:Qn | Enzyme Immunoassay (FEIA)
FBSQU | Bath Salts Panel (Qualitative), Urine | Not Provided |  | High Performance Liquid Chromatography/Tandem Mass Spectrometry (LC-MS/MS)
FBTRG | Beet Root IgG | 42584-3 | Beet Ab.IgG:MCnc:Pt:Ser:Qn | Enzyme Immunoassay (FEIA)
FBUMT | Bupropion and Metabolite, Serum | Not Provided |  | High Performance Liquid Chromatography/Tandem Mass Spectrometry (LC-MS/MS)
FBUS | Buspirone (Buspar) | 9356-7 | busPIRone:MCnc:Pt:Ser/Plas:Qn: | Liquid Chromatography/Tandem Mass Spectrometry (LC/MS/MS)
FBWME | Bayberry/Wax Myrtle (Myrica spp) IgE | 7123-3 | Myrica spp Ab.IgE:ACnc:Pt:Ser:Qn: | ImmunoCAP (FEIA)
FC13A | Factor 13a Immunostain, Technical Component Only | Order only;no result |  | Immunohistochemistry (IHC)
FC3AR | C3a Level By RIA | 4488-3 | Complement C3a:MCnc:Pt:Ser/Plas:Qn: | Radioimmunoassay (RIA)
FC4AL | C4 Level by RIA | Not Provided |  | Radioimmunoassay (RIA)
FC9K | Factor IX Known Mutation Sequencing | 69483-6 | F9 gene mutation analysis limited to known familial mutations:Find:Pt:Bld/Tiss:Doc:Molgen | DNA Sequencing Analysis by Polymerase Chain Reaction (PCR)
FCABB | Cabbage IgG | 60358-9 | Brassica oleracea var capitata Ab.IgG:MCnc:Pt:Ser:Qn: | Enzyme Immunoassay (FEIA)
FCAEC | Cysticercus Antibody (IgG), ELISA, CSF | 35391-2 | Taenia solium larva Ab.IgG:ACnc:Pt:CSF:Qn: | Enzyme-Linked Immunosorbent Assay (ELISA)
FCAFG | Cauliflower IgG | 60361-3 | Brassica oleracea var botrytis Ab.IgG:MCnc:Pt:Ser:Qn: | Enzyme Immunoassay (FEIA)
FCAIG | Cockroach American (Periplaneta americana) IgE | 30170-5 | Periplaneta americana Ab.IgE:ACnc:Pt:Ser:Qn: | Phadia ImmunoCAP
FCANG | Candida albicans IgG | Not Provided |  | Enzyme immunoassay (FEIA)
FCARO | Carotene, Beta | 2053-7 | Carotene:MCnc:Pt:Ser/Plas:Qn: | High-pressure liquid chromatography (HPLC)
FCARP | Cancer-Associated Retinopathy Panel (CARP) by Immunoblot and IHC | Not Provided |  | Immunoblot and IHC
FCASG | Casein IgG | 53829-8 | Casein Ab.IgG:MCnc:Pt:Ser:Qn: | Enzyme Immunoassay (FEIA)
FCASH | Cashew IgG | 63109-3 | Anacardium occidentale Ab.IgG:MCnc:Pt:Ser:Qn: | Enzyme Immunoassay (FEIA)
FCATE | Catfish (Siluriformes spp) IgE | 7187-8 | Ictalurus punctatus Ab.IgE:ACnc:Pt:Ser:Qn: | ImmunoCAP FEIA
FCBDS | Cannabidiol, Serum | 82964-8 | Cannabidiol:MCnc:Pt:Ser/Plas/Bld:Qn:Confirm | High Performance Liquid Chromatography/ Tandem Mass Spectrometry (LC-MS/MS)
FCCA3 | Cashew Component rAna o 3 | 82539-8 | Anacardium occidentale recombinant (rAna o) 3 Ab.IgE:ACnc:Pt:Ser:Qn: | Phadia ImmunoCAP
FCCGG | Cheese Cheddar IgG | 63092-1 | Cheese cheddar type Ab.IgG:MCnc:Pt:Ser:Qn | Enzyme Immunoassay (FEIA)
FCCK1 | Cholecystokinin (CCK) | Not Provided |  | Direct radioimmunoassay
FCDSU | Comprehensive Drug Screen, Umbilical Cord Tissue | Not Provided |  | High Performance Liquid Chromatography/Tandem Mass Spectrometry (LC-MS/MS)
FCDU1 | Opiates, Umbilical Cord Tissue | Not Provided |  | Only orderable as part of a profile-see FCDSU.
FCDU2 | Benzodiazepines, Umbilical Cord Tissue | Not Provided |  | Only orderable as part of a profile-see FCDSU.
FCDU3 | Acetyl Fentanyl, Umbilical Cord Tissue | 97214-1 | Acetyl Fentanyl:PrThr:Pt:TissCo:Ord:Screen
FCDU4 | Novel Psychoactives, Umbilical Cord Tissue | Not Provided |  | Only orderable as part of a profile-see FCDSU.
FCDU5 | Amphetamines, Umbilical Cord Tissue | Not Provided |  | Only orderable as part of a profile-see FCDSU.
FCDU6 | Cocaine and Metabolites, Umbilical Cord Tissue | Not Provided |  | Only orderable as part of a profile-see FCDSU.
FCDU7 | Cannabinoids, Umbilical Cord Tissue | Not Provided |  | Only orderable as part of a profile-see FCDSU.
FCDU8 | Dextro/Levo Methorphan, Umbilical Cord Tissue | 97588-8 | Dextromethorphan+Levomethorphan:PrThr:Pt:TissCo:Ord:Screen | Only orderable as part of a profile-see FCDSU.
FCDU9 | Muscle Relaxants, Umbilical Cord Tissue | Not Provided |  | Only orderable as part of a profile-see FCDSU.
FCDUA | Phencyclidine, Umbilical Cord Tissue | 97298-4 | Phencyclidine:PrThr:Pt:TissCo:Ord:Screen | Only orderable as part of a profile-see FCDSU.
FCDUB | Barbiturates, Umbilical Cord Tissue | Not Provided |  | Only orderable as part of a profile-see FCDSU
FCDUD | Zolpidem, Umbilical Cord Tissue | 97310-7 | Zolpidem:PrThr:Pt:TissCo:Ord:Screen | Only orderable as part of a profile-see FCDSU
FCDUE | Gabapentin, Umbilical Cord Tissue | Not Provided |  | Only orderable as part of a profile-see FCDSU.
FCDX1 | Gabapentin Confirmation (Qualitative), Umbilical Cord Tissue | Not Provided |  | Can only be ordered as a reflex test.
FCDX2 | Mitragynine Confirmation (Qualitative), Umbilical Cord Tissue | Not Provided |  | Can only be ordered as a reflex test.
FCDX3 | Xylazine Confirmation (Qualitative), Umbilical Cord, Tissue | Not Provided |  | Can only be ordered as a reflex test.
FCELG | Celery IgG | 60363-9 | Apium graveolens Ab.IgG:MCnc:Pt:Ser:Qn: | Enzyme Immunoassay (FEIA)
FCFS | Caspofungin Susceptibility Testing | Not Provided |  | CLSI Broth dilution
FCGUM | Gum Carageenan IgE | 11163-3 | Carageenan Ab.IgE:ACnc:Pt:Ser:Qn: | Enzyme Immunoassay (EIA)
FCHCG | Chocolate/Cacao IgG | 35554-5 | Chocolate Ab.IgG:MCnc:Pt:Ser:Qn: | Enzyme Immunoassay (FEIA)
FCHPZ | Chlorpromazine (Thorazine) | 3471-0 | chlorproMAZINE:MCnc:Pt:Ser/Plas:Qn: | Liquid Chromatography/Tandem Mass Spectrometry (LC/MS/MS)
FCHXG | Chicken IgG | 35532-1 | Chicken Ab.IgG:MCnc:Pt:Ser:Qn: | Enzyme Immunoassay (FEIA)
FCHYS | Chymotrypsin, Stool | 25375-7 | Chymotrypsin:CCnt:Pt:Stool:Qn: | Enzymatic/Spectrophotometric
FCIC | Circulating Immune Complexes (CIC) | 27831-7 | Immune complex:ACnc:Pt:Ser/Plas:Qn:C1q binding assay | Enzyme Linked Immunosorbent Assay (ELISA)
FCIC3 | Circulating Immune Complex, C3 fragments | Not Provided |  | Semi-Quantitative Enzyme-Linked Immunosorbent Assay
FCING | Cinnamon IgG | 60367-0 | Cinnamomum spp Ab.IgG:MCnc:Pt:Ser:Qn: | Enzyme Immunoassay (FEIA)
FCKTF | Cockatiel Feathers IgE | 11167-4 | Cockatiel feather Ab.IgE:ACnc:Pt:Ser:Qn: | Enzyme Immunoassay (EIA)
FCLCN | CLCN1 DNA Sequencing Test | Not Provided |  | Next Generation Sequencing
FCLMS | Clonazepam and Metabolite, Serum | Not Provided |  | High Performance Liquid Chromatography/Tandem Mass Spectrometry (LC-MS/MS)
FCLNE | Anti-Phosphatidylcholine Ab | Not Provided |  | Enzyme-Linked Immunosorbent Assay (ELISA)
FCLON | Clonidine (Catapres) | 3495-9 | cloNIDine:MCnc:Pt:Ser/Plas:Qn: | Liquid Chromatography/Tandem Mass Spectrometry (LC/MS/MS)
FCLPF | Cathartic Laxatives Profile, Stool | Not Provided |  | Inductively Coupled Plasma Optical Emission Spectrometry (ICP/OES)
FCMEB | Carbon Monoxide Exposure, Blood | 20563-3 | Carboxyhemoglobin/hemoglobin.total:MFr:Pt:Bld:Qn: | Gas Chromatography/Mass Spectrometry (GC/MS)
FCMVQ | CMV by PCR | 34720-3 | Cytomegalovirus DNA:ACnc:Pt:XXX:Qn:Probe.amp.tar | DNA amplification by Polymerase chain reaction (PCR) using a CMV-specific DNA probe detected by real-time PCR.
FCMVR | CMV Resistance: Ganciclovir, Foscarnet, Cidofovir | Not Provided
FCNAB | Chromatin (Nucleosomal) Antibody | 34416-8 | Nucleosome Ab:ACnc:Pt:Ser:Qn:IA | Immunoassay
FCOCN | Coconut IgG | 63084-8 | Cocos nucifera Ab.IgG:MCnc:Pt:Ser:Qn: | Enzyme Immunoassay (FEIA)
FCOFE | Coffee (Coffea spp) IgE | 6083-0 | Coffea spp Ab.IgE:ACnc:Pt:Ser:Qn: | ImmunoCAP FEIA
FCOKE | Cocaine Analysis - Whole Blood | 16633-0 | Cocaine:PrThr:Pt:Bld:Ord: | Immunoassay (IA) Gas Chromatography with mass spectrometry (GC/MS); confirmation
FCOPP | Copper, RBCs | 5630-9 | Copper:MCnc:Pt:RBC:Qn: | Inductively Coupled Plasma/Mass Spectrometry (ICP/MS)
FCOR4 | Corn IgG4 | 56231-4 | Zea mays Ab.IgG4:MCnc:Pt:Ser:Qn: | Enzyme Immunoassay (FEIA)
FCORG | Corn IgG | 35534-7 | Zea mays Ab.IgG:MCnc:Pt:Ser:Qn: | Enzyme Immunoassay (FEIA)
FCPEU | C-Peptide, 24-Hour Urine | Not Provided |  | Electrochemiluminescence immunoassay (ECLIA)
FCQBA | Circulating Immune Complex, C1q Binding | 27831-7 | Immune complex:ACnc:Pt:Ser/Plas:Qn:C1q binding assay | Semi-Quantitative Enzyme-Linked Immunosorbent Assay
FCRAB | Crab IgG | 60370-4 | Cancer pagurus Ab.IgG:MCnc:Pt:Ser:Qn: | Enzyme Immunoassay (FEIA)
FCRDE | Carmine Dye/Red Dye Cochineal (Dactylopius coccus) IgE (Red # 4) | 25609-9 | Cochineal extract Ab.IgE:ACnc:Pt:Ser:Qn: | ImmunoCAP FEIA
FCRNS | Smut Corn (Ustilago maydis) IgE | 7703-2 | Ustilago maydis Ab.IgE:ACnc:Pt:Ser:Qn: | Enzyme Immunoassay (EIA)
FCRTG | Carrot IgG | 60360-5 | Daucus carota Ab.IgG:MCnc:Pt:Ser:Qn: | Enzyme Immunoassay (FEIA)
FCSC | Synthetic Cannabinoid Metabolites Screen, Expanded, Urine | Not Provided |  | High Performance Liquid Chromatography/Tandem Mass Spectrometry (LC-MS/MS)
FCTUR | Turmeric (Curcuma longa) IgE | 30041-8 | Curcuma longa Ab.IgE:ACnc:Pt:Ser:Qn: | Enzyme Immunoassay (EIA)
FCUIP | CU (Chronic Urticaria) Index Panel | 69040-4 | Chronic urticaria index panel:-:Pt:Ser/Plas:-: | Immunoassay; Ex Vivo Challenge; Cell Culture and Histamine Analysis
FCUIX | CU Index | 63369-3 | Chronic urticaria index:ACnc:Pt:Ser:Qn: | Ex Vivo Challenge, Cell Culture and Histamine Analysis
FCUKG | Cucumber IgG | 60371-2 | Cucumis sativus Ab.IgG:MCnc:Pt:Ser:Qn: | Enzyme Immunoassay (FEIA)
FCURV | Curvularia spicifera/Bipolaris IgE | 42198-2 | Curvularia specifera Ab.IgE:ACnc:Pt:Ser:Qn: | ImmunoCAP FEIA
FCXCL | CXCL9 | Not Provided |  | Automated microfluidics immunoassay method
FCYNB | Cyanide, Blood Test | 5634-1 | Cyanide:MCnc:Pt:Bld:Qn: | High Performance Liquid Chromatography/Tandem Mass Spectrometry (LC/MS/MS)
FCYTG | Cytomegalovirus IgG Avidity | 52984-2 | Cytomegalovirus Ab.IgG avidity:Ratio:Pt:Ser/Plas:Qn:IA | Immunoassay
FCYTP | Cytokine Panel 13, Serum | 82335-1 | Cytokines panel:-:Pt:Ser/Plas:-: | Quantitative Multiplex Bead Assay
FCZAC | Certolizumab and Anti-Certolizumab Antibody, DoseASSURE CTZ | Not Provided |  | Electrochemiluminescence immunoassay (ECLIA); Surface Plasmon Resonance
FD10S | Drugs of Abuse Screen, Serum | Not Provided |  | Enzyme-Linked Immunosorbent Assay (ELISA)
FDA1S | Drugs of Abuse (10 panel) and Alcohol Screen, Serum | Not Provided |  | Enzyme-Linked Immunosorbent Assay (ELISA) Headspace Gas Chromatography (GC)
FDCU | Deoxypyridinoline Crosslinks, Urine | 25095-1 | Deoxypyridinoline/Creatinine:SRto:Pt:Urine:Qn: | Quantitative Enzyme Immunoassay
FDERM | Fungal Culture, Dermal | 580-1 | Fungus:Prid:Pt:XXX:Nom:Culture | Plated to Mycobiotic Agar
FDFEN | Dog Fennel (Anthemis cotula) IgE | 7287-6 | Anthemis cotula Ab.IgE:ACnc:Pt:Ser:Qn: | ImmunoCAP FEIA
FDGTX | Digitoxin, Serum | 3559-2 | Digitoxin:MCnc:Pt:Ser/Plas:Qn: | Immunoassay (IA)
FDILT | Diltiazem (Cardizem, Dilacor) | 6898-1 | dilTIAZem:MCnc:Pt:Ser/Plas:Qn: | High Performance Liquid Chromatography with Ultraviolet Detection (HPLC-UV)
FDIRU | Diuretic Screen, Urine | Not Provided |  | High Performance Liquid Chromatography with Ultraviolet Detection; (HPLC-UV)
FDKYE | Dock Yellow (Rumex crispus) IgE | 6738-9 | Rumex crispus Ab.IgE:ACnc:Pt:Ser:Qn: | ImmunoCAP FEIA
FDLS | Donath Landsteiner | 18287-3 | Donath Landsteiner Ab:PrThr:Pt:Ser+RBC^Control:Ord: | Hemolysis
FDM | Dextromethorphan (DM), Serum | 13623-4 | Dextromethorphan:MCnc:Pt:Ser/Plas:Qn: | Liquid Chromatography/Tandem Mass Spectrometry (LC/MS/MS)
FDM1 | DMPK DNA Test (DM1) | Not Provided |  | Repeat Expansion Detection by PCR, Southern Blot
FDME | Duck Meat IgE | 6101-0 | Duck meat Ab.IgE:ACnc:Pt:Ser:Qn: | Enzyme Immunoassay (EIA)
FDMZ | CNBP DNA Test (DM2) | Not Provided |  | Repeat Expansion Detection by PCR, Southern Blot
FDP1 | Food Panel #2, Serum | 75005-9 | (Brassica oleracea var capitata+Capsicum annuum+Lycopersicon lycopersicum+Spinacia oleracea) Ab.IgE:ACnc:Pt:Ser:Qn:Multidisk | Fluorescence Enzyme Immunoassay (FEIA)
FDXAP | Dexedrine (Dextroamphetamine) | 9814-5 | Dextroamphetamine:MCnc:Pt:Ser/Plas:Qn: | Gas Chromatography/Mass Spectrometry (GC/MS)
FEBGP | Exotic Bird Panel IgG | Not Provided |  | Enzyme immunoassay (FEIA)
FEEP | Ferret Epithelium, IgE, Serum | 11172-4 | Ferret epithelium Ab.IgE:ACnc:Pt:Ser:Qn: | Fluorescence Enzyme Immunoassay (FEIA)
FEGWH | Egg White IgG | 35535-4 | Egg white Ab.IgG:MCnc:Pt:Ser:Qn: | Enzyme Immunoassay (FEIA)
FEGYK | Egg Yolk IgG | 35536-2 | Egg yolk Ab.IgG:MCnc:Pt:Ser:Qn: | Enzyme Immunoassay (FEIA)
FEHAG | Entamoeba histolytica Antigen, EIA | 29905-7 | Entamoeba histolytica Ag:PrThr:Pt:Stool:Ord:IA | Enzyme Immunoassay (EIA)
FELBA | Felbamate (Felbatol), Serum | 6899-9 | Felbamate:MCnc:Pt:Ser/Plas:Qn: | Liquid Chromatography Tandem Mass Spectrometry (LC-MS/MS)
FENC | Encainide (Enkaid), ODE and MODE | Not Provided |  | Liquid Chromatography/Tandem Mass Spectrometry (LC/MS/MS)
FENDI | Endothelin I | Not Provided |  | Direct RIA
FENR | Fentanyl Screen with Reflex, Random, Urine | 59673-4 | fentaNYL:PrThr:Pt:Urine:Ord:Screen | Immunoassay
FENS | Fentanyl Screen, Random, Urine | 59673-4 | fentaNYL:PrThr:Pt:Urine:Ord:Screen | Immunoassay
FENTS | Fentanyl, Serum | 81275-0 | Fentanyl & Norfentanyl panel:-:Pt:Ser/Plas:-: | Liquid Chromatography Tandem Mass Spectrometry (LC-MS/MS)
FENTU | Fentanyl with Metabolite Confirmation, Random, Urine | 67822-7 | Fentanyl & Norfentanyl panel:-:Pt:Urine:-: | Liquid Chromatography Tandem Mass Spectrometry (LC-MS/MS)
FENTX | Fentanyl with Metabolite Confirmation, Chain of Custody, Random, Urine | 67822-7 | Fentanyl & Norfentanyl panel:-:Pt:Urine:-: | Immunoassay/Liquid Chromatography Tandem Mass Spectrometry (LC-MS/MS)
FEPHD | Ephedrine, Serum | 3591-5 | ePHEDrine:MCnc:Pt:Ser/Plas:Qn: | Gas Chromatography/Electron Capture Detection (GC-EC)
FEPI | Epidermophyton floccosum IgE | 7307-2 | Epidermophyton floccosum Ab.IgE:ACnc:Pt:Ser:Qn: | Enzyme Immunoassay (EIA)
FER | Semen Analysis, Semen | 54231-6 | Semen analysis fertility panel:-:Pt:Semen:-: | Manual
FERR1 | Ferritin, Serum | 20567-4 | Ferritin:MCnc:Pt:Ser/Plas:Qn:IA | Electrochemiluminescence Immunoassay
FET | Iron, Liver Tissue | 57028-3 | Iron:MCnt:Pt:Liver:Qn: | Inductively Coupled Plasma Mass Spectrometry (ICP-MS)
FETCE | Mitochondrial Respiratory Chain Enzyme Analysis (ETC) - Skin Fibroblasts | Not Provided |  | Spectrophotometric
FETH2 | Feather Panel # 2, Serum | 72279-3 | (Chicken feather+Duck feather+Goose feather+Turkey feather) Ab.IgE:ACnc:Pt:Ser:Qn:Multidisk | Fluorescence Enzyme Immunoassay (FEIA)
FEUCT | Euglobulin Clot Lysis Time | 3244-1 | Coagulum lysis:Time:Pt:PPP:Qn:Coag | Clot Dissolution
FEWG4 | Egg White IgG4 | 56253-8 | Egg white Ab.IgG4:MCnc:Pt:Ser:Qn: | Enzyme Immunoassay (FEIA)
FEWHG | Egg Whole IgG | 45201-1 | Egg whole Ab.IgG:MCnc:Pt:Ser:Qn: | Enzyme Immunoassay (FEIA)
FFAG4 | Filaria Antibody (IgG4) | 14208-3 | Filaria Ab.IgG4:ACnc:Pt:Ser:Qn: | Immunoassay
FFANA | Anti-Nuclear Antibodies, Synovial Fluid | Not Provided |  | Immunofluorescence Assay (IFA)
FFCAH | Congenital Adrenal Hyperplasia (CAH) Pediatric Profile 6, Comprehensive Screen | Not Provided |  | High Pressure Liquid Chromatography/Tandem Mass Spectrometry (HPLC/MS-MS)
FFES | Estradiol Free, Serum (includes Estradiol and SHBG) | Not Provided |  | Liquid chromatography tandem mass spectrometry (LC/MS/MS); equilibrium dialysis; immunoradiometric assay (IRMA)
FFLEX | Cyclobenzaprine (Flexeril) | 6797-5 | Cyclobenzaprine:MCnc:Pt:Ser/Plas:Qn: | Liquid Chromatography/Tandem Mass Spectrometry (LC/MS/MS)
FFLRO | Flunitrazepam Confirmation, Serum | Not Provided |  | Gas Chromatography-Mass Spectrometry (GC/MS)
FFLUR | Flurazepam (Dalmane) and Desalkylflurazepam | 73826-0 | Flurazepam+N-desalkylflurazepam:MCnc:Pt:Ser/Plas/Bld:Qn:Confirm | Liquid Chromatography/Tandem Mass Spectrometry (LC/MS/MS)
FFMI2 | Anti-Mi-2 Ab | 18485-3 | Mi-2 Ab:PrThr:Pt:Ser:Ord: | RIPA Gel Radiography
FFMSS | Maternal Serum Screening, Integrated, Specimen #1, PAPP-A, NT | Not Provided |  | Quantitative Chemiluminescent Immunoassay
FFMTH | Meconium Methadone Screen with Reflex Confirmation | 43595-8 | Methadone:PrThr:Pt:Meconium:Ord: | Immunoassay (IA); Chromatography/with Mass Spectrometry
FFPG | Fruit Panel IgG | Not Provided |  | Enzyme immunoassay (FEIA)
FFPG4 | Food Panel IgG4 (532) | Not Provided |  | ImmunoCAP
FFPII | Food Panel II IgG | Not Provided |  | Enzyme Immunoassay (FEIA)
FFRBS | Friedreich Ataxia, Frataxin, Quantitative, Blood Spot | 80980-6 | Frataxin:MCnc:Pt:Bld.dot:Qn: | Immunoassay
FFRFT | Anti-Synthetase Profile | Not Provided |  | RIPA Gel Radiography; ELISA
FFRWB | Friedreich Ataxia, Frataxin, Quantitative, Blood | 80979-8 | Frataxin:MCnc:Pt:Bld:Qn: | Immunoassay
FFSPG | Fish and Shellfish Panel IgG | Not Provided |  | Enzyme Immunoassay (FEIA)
FFT4F | T4, Free, Direct Dialysis | 6892-4 | Thyroxine.free:MCnc:Pt:Ser/Plas:Qn:Dialysis | Equilibrium Dialysis, Chromatography/Mass Spectrometry
FFTAC | Thrombin-Antithrombin Complex | 14182-0 | Thrombin antithrombin complex Ag:MCnc:Pt:PPP:Qn:IA | Enzyme Immunoassay
FFTEM | Temazepam (Restoril), Serum | 59750-0 | Temazepam:MCnc:Pt:Ser/Plas:Qn:Confirm | Liquid Chromatography/Tandem Mass Spectrometry (LC/MS/MS)
FFTEN | Tetrahydrobiopterin and Neopterin Profile (BH4, N) | 80168-8 | Pterins panel:-:Pt:CSF:-: | HPLC/Electrochemistry/Fluorescence
FFTFD | Testosterone, Free, Mass Spectrometry/Equilibrium Dialysis (Endocrine Sciences) | Not Provided |  | Testosterone: high-pressure liquid chromatography (HPLC)/tandem mass spectrometry Free testosterone: equilibrium dialysis
FFTHI | Thiothixene (Navane) | 6696-9 | Thiothixene:MCnc:Pt:Ser/Plas:Qn: | High Performance Liquid Chromatography with Fluorescence Detection (HPLC-FL)
FFTIB | Tin, Blood | 5747-1 | Tin:MCnc:Pt:Bld:Qn: | Inductively Coupled Plasma/Mass Spectrometry (ICP-MS)
FFTIN | Tin, Serum | 5748-9 | Tin:MCnc:Pt:Ser/Plas:Qn: | Inductively Coupled Plasma/Mass Spectrometry (ICP-MS)
FFTIO | Thiocyanate, Serum | 3002-3 | Thiocyanate:MCnc:Pt:Ser/Plas:Qn: | Spectrophotometry (SPEC)
FFTLB | Toluene, Occupational Exposure, Blood | 9637-0 | Toluene:MCnc:Pt:Bld:Qn: | Headspace Gas Chromatography/Flame Ionization Detection (GC-FID)
FFTMV | Trichophyton Mentagrophytes (var interdigitale) IgE | Not Provided |  | ImmunoCAP FEIA
FFTPO | Thrombopoietin (TPO) | 43237-7 | Thrombopoietin:MCnc:Pt:PPP:Qn:IA | Immunoassay
FFTRO | Trofile DNA Co-Receptor Tropism Assay | 53923-9 | HIV 1 tropism:Prid:Pt:Bld:Nar: | Polymerase chain reaction (PCR) amplification and viral culture.
FFTRP | Trofile Co-Receptor Tropism Assay | 57182-8 | HIV 1 RNA tropism:Prid:Pt:Plas:Nar: | Polymerase chain reaction (PCR) amplification and viral culture.
FFTRU | Trichloroacetic Acid, Urine | Not Provided |  | Headspace Gas Chromatography/Electron Capture Detection (GC-EC) Spectrophotometry (SPEC)
FFTRZ | Trazodone (Desyrel) | 4064-2 | traZODone:MCnc:Pt:Ser/Plas:Qn: | Liquid Chromatography/Tandem Mass Spectrometry (LC/MS/MS)
FFTST | Testosterone, Free and Weakly Bound, With Total Testosterone, LC/MS-MS | Not Provided |  | Ammonium sulfate precipitation; liquid chromatography/tandem mass spectrometry (LC/MS-MS)
FFTYC | Collagen Type II antibody | 13879-2 | Collagen type 2 Ab.IgG:ACnc:Pt:Ser:Qn: | Enzyme Linked Immunosorbent Assay (ELISA)
FFURO | Furosemide (Lasix) | 3659-0 | Furosemide:MCnc:Pt:Ser/Plas:Qn: | High Performance Liquid Chromatography with Fluorescence
FFVOX | Fluvoxamine (Luvox) | 10988-4 | fluvoxaMINE:MCnc:Pt:Ser/Plas:Qn: | High Performance Liquid Chromatography with Ultraviolet Detection; (HPLC-UV)
FFWNC | Walnut Component rJug r 3 | 81789-0 | Juglans regia recombinant (rJug r) 3 Ab.IgE:ACnc:Pt:Ser:Qn: | ImmunoCAP FEIA
FFX3F | Factor XIII, Functional | 27815-0 | Coagulation factor XIII activity actual/Normal:RelCCnc:Pt:PPP:Qn:Chromo | Chromogenic
FG4FI | IgG4 Food Panel I | Not Provided |  | Enzyme Immunoassay (FEIA)
FG4FP | IgG4 Food Panel VIII | Not Provided |  | ImmunoCAP FEIA
FGABA | Gabapentin, Urine | 59680-9 | Gabapentin:MCnc:Pt:Urine:Qn: | Immunoassay (IA)
FGAGA | Golimumab and Anti-Golimumab Antibody, DoseASSURE GOL | Not Provided |  | Electrochemiluminescence immunoassay (ECLIA)
FGAGM | Ganglioside (Asialo-GM1, GM1, GM2, GD1a, GD1b, and GQ1b) Antibodies | 82455-7 | Ganglioside Ab panel:-:Pt:Ser:-: | Semi-Quantitative Enzyme-Linked Immunosorbent Assay
FGANP | Ganciclovir, Plasma | 15367-6 | Ganciclovir:MCnc:Pt:Ser/Plas:Qn: | High Performance Liquid Chromatography/Tandem Mass Spectrometry (LC/MS/MS)
FGARG | Garlic IgG | 60374-6 | Allium sativum Ab.IgG:MCnc:Pt:Ser:Qn: | Enzyme Immunoassay (FEIA)
FGBP1 | Insulin-like Growth Factor-binding Protein-1 (IGFBP-1) | 12722-5 | Insulin-like growth factor binding protein 1:MCnc:Pt:Ser/Plas:Qn: | Immunochemiluminometric Assay (ICMA)
FGEN | Fungal Culture, Routine | 51723-5 | Fungus:PrThr:Pt:XXX:Ord:Organism specific culture | Conventional Agar Culture/Macroscopy/Microscopy/D2 rDNA Gene Sequencing/Real-Time Polymerase Chain Reaction (rtPCR)/Matrix-Assisted Laser Desorption/Ionization Time-Of-Flight Mass Spectrometry (MALDI-TOF MS) Dimorphic Pathogen Identification Confirmation: D2 rDNA Gene Sequencing/rtPCR/MALDI-TOF MS
FGF1F | FGFR1 (8p11.2) Amplification, FISH, Tissue | 78915-6 | FGFR1 gene rearrangements:PrThr:Pt:Bld/Tiss:Ord:FISH | Fluorescence In Situ Hybridization (FISH)
FGFP2 | IgG4 Food Panel II | Not Provided |  | ImmunoCAP FEIA
FGFR2 | FGFR2 (10q26.1) Rearrangement, FISH, Tissue | 95784-5 | FGFR2 gene rearrangements:Find:Pt:Tiss:Doc:FISH | Fluorescence In Situ Hybridization (FISH)
FGFRC | Fibroblast Growth Factor Receptor 1, Immunostain, Technical Component Only | Order only;no result |  | Immunohistochemistry (IHC)
FGGAG | Ganglioside GD1a Antibody (IgG) | 82455-7 | Ganglioside Ab panel:-:Pt:Ser:-: | Enzyme Immunoassay (EIA)
FGGMC | Toxoplasma gondii Antibodies (IgG, IgM), ELISA, CSF | Not Provided |  | Enzyme Linked Immunosorbent Assay (ELISA)
FGHRH | Growth Hormone Releasing Hormone (GH-RH, also known as GHRF or GRF) | Not Provided |  | Direct Enzyme Immunoassay (EIA)
FGHSP | Gamma-Hydroxybutyric Acid (GHB), Serum/Plasma | 46085-7 | Gamma hydroxybutyrate:PrThr:Pt:Ser/Plas:Ord: | Liquid Chromatography with Tandem Mass Spectrometry (LC/MS/MS) Gas Chromatography/Mass Spectrometry (GC/MS) (if appropriate)
FGHSU | Gamma-Hydroxybutyric Acid (GHB), Urine | 29868-7 | Gamma hydroxybutyrate:PrThr:Pt:Urine:Ord: | Liquid Chromatography with Tandem Mass Spectrometry (LC/MS/MS) Gas Chromatography/Mass Spectrometry (GC/MS) (if appropriate)
FGHTP | Ghrelin Total (Plasma) | 76474-6 | Ghrelin:MCnc:Pt:Ser/Plas:Qn: | Direct RIA
FGLIP | Glipizide (Glucotrol) | 10539-5 | glipiZIDE:MCnc:Pt:Ser/Plas:Qn: | High Performance Liquid Chromatography with Ultraviolet Detection (HPLC-UV)
FGLMA | GlycoMark | 53835-5 | 1,5-Anhydroglucitol:MCnc:Pt:Ser/Plas:Qn: | Enzymatic, Colorimetric Assay
FGLUT | Gluten IgG | 63091-3 | Gluten Ab.IgG:MCnc:Pt:Ser:Qn: | Enzyme Immunoassay (FEIA)
FGNDR | Gonadotropin Releasing Hormone (Gn-RH, Luteinizing Hormone-Releasing Hormone LT-RH) | Not Provided |  | Direct Radioimmunoassay
FGORG | Turkey IgG | 60411-6 | Turkey Ab.IgG:MCnc:Pt:Ser:Qn: | Enzyme Immunoassay (FEIA)
FGPE | Gelatin Porcine IgE | 16103-4 | Gelatin porcine Ab.IgE:ACnc:Pt:Ser:Qn: | Enzyme Immunoassay (EIA)
FGRPG | Grape IgG | 60376-1 | Vitis vinifera Ab.IgG:MCnc:Pt:Ser:Qn: | Enzyme Immunoassay (FEIA)
FGTEA | Tea IgG | 49723-0 | Camellia sinensis Ab.IgG:MCnc:Pt:Ser:Qn: | Enzyme Immunoassay (FEIA)
FGTIA | Tiagabine (Gabitril), Serum | 21565-7 | tiaGABine:MCnc:Pt:Ser/Plas:Qn: | Liquid Chromatography/Tandem Mass Spectrometry (LC/MS/MS)
FGUMX | Gum Xanthan IgE | 41213-0 | Xanthan gum Ab.IgE:ACnc:Pt:Ser:Qn: | Enzyme Immunoassay (EIA)
FH6AB | Human Herpesvirus 6 (HHV-6A and HHV-6B) by Quantitative PCR | 38351-3 | Herpes virus 6 DNA panel:-:Pt:XXX:-:Probe.amp.tar | Quantitative Polymerase Chain Reaction
FH7GM | Herpesvirus 7 IgG and IgM Antibody Panel, IFA | 41842-6 | Herpes virus 7 Ab.IgG & IgM panel:Titr:Pt:Ser:SemiQn:IF | Immunofluorescence Assay (IFA)
FHACK | Hackberry (Celtis occidentalis) IgE | 7383-3 | Celtis occidentalis Ab.IgE:ACnc:Pt:Ser:Qn: | ImmunoCAP FEIA
FHADE | Haddock (Melanogrammus aeglefinus) IgE | 7384-1 | Melanogrammus aeglefinus Ab.IgE:ACnc:Pt:Ser:Qn: | ImmunoCAP FEIA
FHAL | Triazolam (Halcion) | 59762-5 | Triazolam:MCnc:Pt:Ser/Plas:Qn:Confirm | Liquid Chromatography/Tandem Mass Spectrometry (LC/MS/MS)
FHALG | Halibut IgG | 60379-5 | Hippoglossus hippoglossus Ab.IgG:MCnc:Pt:Ser:Qn: | Enzyme Immunoassay (FEIA)
FHAM | Human Anti-mouse Antibody (HAMA) | 14975-7 | Human antimouse Ab:MCnc:Pt:Ser:Qn: | Enzyme Linked Immunosorbent Assay (ELISA)
FHBG | Hepatitis B Virus Genotyping | 32366-7 | Hepatitis B virus genotype:Prid:Pt:Ser/Plas:Nom:Probe.amp.tar | Polymerase Chain Reaction/Sequencing
FHC18 | 18-Hydroxycorticosterone, Serum | 1674-1 | 18-Hydroxycorticosterone:MCnc:Pt:Ser/Plas:Qn: | Mass Spectrometry
FHCC1 | Hazelnut Component rCor a 1 | Not Provided |  | ImmunoCAP FEIA
FHCCF | THC Confirmation, MS, SP | Not Provided |  | Gas Chromatography-Mass Spectrometry (GC-MS)
FHEAV | Tree of Heaven (Ailanthus spp) IgE | 7744-6 | Ailanthus altissima Ab.IgE:ACnc:Pt:Ser:Qn: | Enzyme Immunoassay (EIA)
FHEP2 | Heparin Cofactor II | 33987-9 | Heparin cofactor II actual/Normal:RelCCnc:Pt:PPP:Qn:Chromo | Chromogenic
FHEXA | Hexagonal Phospholipid Neutralization | 3282-1 | Coagulation surface induced.hexagonal phase phospholipid:Time:Pt:PPP:Qn:Coag | Clot
FHHV6 | Herpes Virus 6 (HHV-6) DNA, Qualitative Real-Time PCR | 29495-9 | Herpes virus 6 DNA:PrThr:Pt:XXX:Ord:Probe.amp.tar | Real-time PCR
FHI24 | Histamine, 24-Hour Urine | Not Provided |  | Immunoassay (IA)
FHIPP | Toluene as Hippuric Acid, Occupational Exposure, Urine | Not Provided |  | Gas Chromatography/Flame Ionization Detection (GC-FID)
FHLAA | HLA A High Resolution | 57290-9 | HLA-A:Type:Pt:Bld/Tiss:Nom:High resolution | Polymerase Chain Reaction (PCR) and Direct DNA Sequencing
FHLAB | HLA B High Resolution | 45028-8 | HLA-B SBT:Type:Pt:Bld/Tiss:Nom:High resolution | PCR and Direct DNA Sequencing
FHLAC | HLA C High Resolution | 45031-2 | HLA-C SBT:Type:Pt:Bld/Tiss:Nom:High resolution | Polymerase Chain Reaction (PCR) and Direct DNA Sequencing
FHLC | Immunoglobulin M (IgM) Heavy and Light Chain (HLC) Pairs, Kappa and Lambda with Ratio | Obsolete |  | Turbidimetric
FHLCA | Immunoglobulin A (IgA) Heavy and Light Chain (HLC) Pairs, Kappa and Lambda with Ratio | 74773-3 | Immunoglobulin light chains & heavy chains panel:-:Pt:Ser/Plas:-: | Turbidimetric
FHLCG | Immunoglobulin G (IgG) Heavy and Light Chain (HLC) Pairs, Kappa and Lambda with Ratio | 74773-3 | Immunoglobulin light chains & heavy chains panel:-:Pt:Ser/Plas:-: | Turbidimetric
FHMTB | Hydrocodone and metabolites | Not Provided |  | Gas chromatography with Mass Spectrometry (GC/MS)
FHOBG | Venom Honey Bee IgG | 49739-6 | Apis mellifera Ab.IgG:MCnc:Pt:Ser:Qn: | Phadia ImmunoCAP
FHORS | Horseradish (Armoracia rusticana/A.lapathifolia)IgE | 7420-3 | Armoracia rusticana Ab.IgE:ACnc:Pt:Ser:Qn: | Enzyme Immunoassay (EIA)
FHPL | Human Placental Lactogen (HPL) | 2104-8 | Choriomammotropin:MCnc:Pt:Ser:Qn: | Enzyme-Linked Immunosorbent Assay (ELISA)
FHSAG | MVista Histoplasma Ag Quantitative, Spinal Fluid | 51754-0 | Histoplasma capsulatum Ag:MCnc:Pt:CSF:Qn:IA | Quantitative Sandwich Enzyme Immunoassay (EIA)
FHSPL | Histamine Plasma | 2416-6 | Histamine:MCnc:Pt:Ser/Plas:Qn: | Enzyme Immunoassay (EIA)
FHSPP | Hypersensitivity Pneumonitis Panel | Not Provided |  | Immunoassay FEIA
FHSSE | Helminthosporium sativum/Drechslera IgE | 11175-7 | Helminthosporium sativum Ab.IgE:ACnc:Pt:Ser:Qn: | Enzyme Immunoassay (EIA)
FHST | MVista Histoplasma Ag Quantitative EIA | 57766-8 | Histoplasma capsulatum Ag:MCnc:Pt:Body fld:Qn: | Quantitative Sandwich Enzyme Immunoassay (EIA)
FHSTW | Histamine, Whole Blood | 46436-2 | Histamine:SCnc:Pt:Bld:Qn: | Quantitative Enzyme-Linked Immunosorbent Assay
FHTGF | Human Transforming Growth Factor beta 1 (TGF-b1) | Not Provided |  | ELISA
FHTL | HTLV I/II DNA, Qualitative Real-Time PCR | Not Provided |  | Real-Time Polymerase Chain Reaction (RT-PCR)
FHV2Q | HIV-2 DNA/RNA Qualitative Real-Time PCR | Unable to Verify |  | Real - Time Polymerase Chain Reaction (RT-PCR)
FHV6P | Herpesvirus 6 (HHV-6) DNA, Quantitative Real-Time PCR | 38349-7 | Herpes virus 6 DNA:NCnc:Pt:XXX:Qn:Probe.amp.tar | Real-Time Polymerase Chain Reaction (PCR)
FHV7P | Herpesvirus 7 (HHV-7) DNA, Quantitative Real-Time PCR | 49397-3 | Herpes virus 7 DNA:NCnc:Pt:Ser/Plas:Qn:Probe.amp.tar | Real-Time PCR
FHV8P | Herpesvirus 8 (HHV-8) DNA, Quantitative Real-Time PCR | 49406-2 | Herpes virus 8 DNA:NCnc:Pt:Bld:Qn:Probe.amp.tar | Real-Time Polymerase Chain Reaction, RT-PCR
FHVGM | Hantavirus Antibody (IgG, IgM) | Not Provided |  | Enzyme Linked Immunosorbent Assay ELISA
FHZCP | Hazelnut Component Panel | Not Provided |  | ImmunoCAP FEIA
FIBAG | Fibrinogen Antigen, Plasma | 3256-5 | Fibrinogen Ag:MCnc:Pt:PPP:Qn:IA | Immunoturbidimetric
FIBDD | PROMETHEUS IBD sgi Diagnostic | Not Provided |  | Enzyme Linked Immunosorbent Assay (ELISA), Chemiluminescent, Immunofluorescence Assay (IFA), multiplexed Polymerase Chain Reaction (PCR) allelic discrimination assays.
FIBRO | FibroTest-ActiTest, Serum | 48796-7 | Hepatitis C virus FibroSURE panel:-:Pt:Ser/Plas:-: | INTF: Algorithm and Interpretation Provided through BioPredictive APOAF: Automated Turbidimetric Immunoassay A2MF, HAPTF: Nephelometry ALTF: Photometric Rate, L-Alanine with Pyridoxal-5-Phosphate GGTF: Photometric Rate TBILF: Photometric, Diazonium Salt
FIBTP | Fibrinogen, Plasma | 3255-7 | Fibrinogen:MCnc:Pt:PPP:Qn:Coag | Turbidimetric
FIBUP | Ibuprofen (Motrin, Advil, Nuprin), serum | 3687-1 | Ibuprofen:MCnc:Pt:Ser/Plas:Qn: | High Performance Liquid Chromatography with Ultraviolet Detection; (HPLC-UV)
FIERA | IgE Receptor Antibody | Not Provided |  | Flow Cytometry
FIFLC | Immunofixation with Free Light Chains, Quantitative, Urine | Not Provided |  | Qualitative Immunofixation Electrophoresis/Quantitative Immunoturbidimetry
FIFNY | Interferon-gamma (IFN-y) Serum | 27415-9 | Interferon.gamma:MCnc:Pt:Ser/Plas:Qn: | Multiplex array electrochemiluminescence
FIGA | Anti-IgA | 13312-4 | IgA Ab.IgG:ACnc:Pt:Ser/Plas:Qn: | Enzyme-Linked Immunosorbent Assay (ELISA)
FIGE | Fig (Ficus carica) IgE | 11173-2 | Ficus carica Ab.IgE:ACnc:Pt:Ser:Qn: | ImmunoCAP FEIA
FIGF2 | Insulin-like Growth Factor 2 (IGF-2) | 2485-1 | Insulin-like growth factor-II:MCnc:Pt:Ser/Plas:Qn: | Radioimmunoassay (RIA) after acid-alcohol extraction
FIL | Filaria, Blood | 10662-5 | Filaria identified:Prid:Pt:Bld:Nom:Concentration | Microscopic Examination
FIL2M | Interleukin 2 | 33939-0 | Interleukin 2:MCnc:Pt:Ser/Plas:Qn: | Quantitative Multiplex Bead Assay
FIL2S | Interleukin 2 Receptor, Soluble | 76039-7 | Interleukin 2 receptor.soluble:MCnc:Pt:Ser/Plas:Qn: | Quantitative Multiplex Bead Assay
FIL4S | Interleukin-4 (IL-4) Serum | 27161-9 | Interleukin 4:MCnc:Pt:Ser/Plas:Qn: | Multiplex array electrochemiluminescence
FIL8S | Interleukin-8 (IL-8) Serum | 33211-4 | Interleukin 8:MCnc:Pt:Ser/Plas:Qn: | Electrochemiluminescence
FIMMC | Immunoglobulins, CSF Quantitative | Not Provided |  | Quantitative Immunoturbidimetry
FINA | NAbFeron (IFNB-1) Neutralizing Antibody Test | Not Provided |  | Viral cytopathic effect assay
FINCH | Finch Feathers, IgE, Serum | 13833-9 | Finch feather Ab.IgE:ACnc:Pt:Ser:Qn: | Fluorescence Enzyme Immunoassay (FEIA)
FINTA | Interleukin 1-Alpha | 33821-0 | Interleukin 1 alpha:MCnc:Pt:Ser/Plas:Qn: | Direct Enzyme Immunoassay (EIA)
FINTB | Interleukin 1-Beta | 13629-1 | Interleukin 1 beta:MCnc:Pt:Ser/Plas:Qn: | Direct Enzyme Immunoassay (EIA)
FIOCA | Tapioca IgE | 7733-9 | Manihot esculenta crantz Ab.IgE:ACnc:Pt:Ser:Qn: | Enzyme Immunoassay (EIA)
FISON | Isoniazid (INH) | 3697-0 | Isoniazid:MCnc:Pt:Ser/Plas:Qn: | High-Performance Liquid chromatography with Ultraviolet Detection (HPLC-UV)
FISST | Isavuconazole Susceptibility Testing | Not Provided |  | CLSI Broth dilution
FITZS | Itraconazole Susceptibility Testing | Not Provided |  | CLSI Broth dilution
FIVCZ | Isavuconazole (CRESEMBA) LC-MS/MS | Not Provided |  | Reversed-phase UPLC-MS/MS
FIXCF | Immunofixation, CSF | 13174-8 | Interpretation:Imp:Pt:CSF:Nom:Immunofixation | Immunofixation Electrophoresis
FJCQP | JC Polyoma Virus DNA, Quantitative Real-Time PCR, Plasma | Not Provided |  | Real-Time Polymerase Chain Reaction (RT-PCR)
FJPE | Jalapeno/Chipotle (Capsicum annuum) IgE | 11189-8 | Pepper jalapeno Ab.IgE:ACnc:Pt:Ser:Qn: | Enzyme Immunoassay (EIA)
FKEMS | Ketamine and Metabolite Screen, Plasma | Not Provided |  | High Performance Liquid Chromatography/Tandem Mass Spectrometry (LC-MS/MS)
FL | Fluoride, Plasma | 14726-4 | Fluoride:SCnc:Pt:Ser/Plas:Qn: | Ion-Selective Electrode (ISE)
FLACF | Lactoferrin, Fecal by ELISA | 40703-1 | Lactoferrin:PrThr:Pt:Stool:Ord:IA | Qualitative Enzyme-Linked Immunosorbent Assay
FLACQ | Lactoferrin, Quantitative, Stool | 42924-1 | Lactoferrin:MCnc:Pt:Stool:Qn: | Immunoassay
FLARP | Free-Living Amebae, Molecular Detection, PCR, Varies | 96910-5 | Acanthamoeba sp & Naegleria fowleri & Balamuthia mandrillaris DNA panel:-:Pt:XXX:-: | Real-Time Polymerase Chain Reaction (PCR)/TaqMan DNA Probe Hybridization
FLBAE | Ladybeetle Multicolored Asian (Harmonia axyridis) IgE | 50639-4 | Harmonia axyridis Ab.IgE:ACnc:Pt:Ser:Qn: | Enzyme Immunoassay (EIA)
FLCS | Immunoglobulin Free Light Chains, Serum | 104533-5 | Immunoglobulin light chains.free panel:-:Pt:Ser/Plas:-:Turbidimetry | Turbidimetry
FLDLD | LDL Cholesterol, Direct | 2089-1 | Cholesterol.in LDL:MCnc:Pt:Ser/Plas:Qn: | Quantitative Detergent Solubilization/Enzymatic
FLEC | Flecainide, Serum | 3638-4 | Flecainide:MCnc:Pt:Ser/Plas:Qn: | Liquid Chromatography Tandem Mass Spectrometry (LC-MS/MS)
FLEMG | Lemon IgG | 60381-1 | Citrus limon Ab.IgG:MCnc:Pt:Ser:Qn: | Enzyme Immunoassay (FEIA)
FLENG | Lentil IgG | 63118-4 | Lens esculenta Ab.IgG:MCnc:Pt:Ser:Qn: | Enzyme Immunoassay (FEIA)
FLEP | Leptin | 21365-2 | Leptin:MCnc:Pt:Ser/Plas:Qn: | Enzyme-linked immunosorbent assay (ELISA)
FLETG | Lettuce IgG | 51919-9 | Lactuca sativa Ab.IgG:MCnc:Pt:Ser:Qn: | Enzyme Immunoassay (FEIA)
FLEVA | Levamisole, Urine | 59295-6 | Levamisole:MCnc:Pt:Urine:Qn: | High Performance Liquid Chromatography/Tandem Mass Spectrometry (LC-MS/MS)
FLI1 | FLI-1 Immunostain, Technical Component Only | Order only;no result |  | Immunohistochemistry (IHC)
FLIPR | Lipase, Random Urine | 10888-6 | Triacylglycerol lipase:CCnc:Pt:Urine:Qn: | Spectrophotometry
FLISD | Lisdexamfetamine as Metabolite, Urine | 19346-6 | Amphetamine:MCnc:Pt:Urine:Qn: | High Performance Liquid Chromatography/Tandem Mass Spectrometry (LC-MS/MS)
FLNDR | Flounder (Bothidae/Pleuronectidae Fam) IgE | 7316-3 | Flounder Ab.IgE:ACnc:Pt:Ser:Qn: | ImmunoCAP FEIA
FLNZ | Olanzapine (Zyprexa) | 12389-3 | OLANZapine:MCnc:Pt:Ser/Plas:Qn: | Liquid Chromatography/Tandem Mass Spectrometry (LC/MS/MS)
FLSDA | LSD Trace Analysis, Urine | 5679-6 | Lysergate diethylamide:MCnc:Pt:Urine:Qn: | High Performance Liquid Chromatography/Tandem Mass Spectrometry (LC-MS/MS)
FLT | FLT3 Mutation Analysis, Varies | 79210-1 | FLT3 gene internal tandem duplication:PrThr:Pt:Bld/Tiss:Ord:Molgen | Polymerase Chain Reaction (PCR)/Capillary Electrophoresis
FLUC | 5-Flucytosine, Serum | 3639-2 | 5-Fluorocytosine:MCnc:Pt:Ser/Plas:Qn: | Liquid Chromatography Tandem Mass Spectrometry (LC-MS/MS)
FLUCS | Fluconazole (Diflucan) Susceptibility Testing | Not Provided |  | CLSI Broth dilution
FLUMS | Influenza Virus Type A and Type B, and Respiratory Syncytial Virus (RSV), Molecular Detection, PCR, Varies | 92143-7 | Respiratory pathogens DNA & RNA panel:-:Pt:Respiratory System Specimen:-:Probe.amp.tar | Multiplex Real-Time Polymerase Chain Reaction (RT-PCR)
FLUNP | Influenza Virus Type A and Type B, and Respiratory Syncytial Virus (RSV), Molecular Detection, PCR, Nasopharyngeal Swab | 78922-2 | Respiratory pathogens DNA & RNA panel:-:Pt:Nph:-:Probe.amp.tar | Multiplex Real-Time Polymerase Chain Reaction (RT-PCR)
FLUOX | Fluoxetine, Serum | 78437-1 | Fluoxetine trough & Fluoxetine+norfluoxetine trough & Norfluoxetine panel:-:Pt:Ser/Plas:Qn: | Liquid Chromatography Tandem Mass Spectrometry (LC-MS/MS)
FLUPV | Lupus Anticoagulant Evaluation with Reflex | 75515-7 | Lupus anticoagulant two screening tests W Reflex panel:-:Pt:PPP:-:Coag | Clot Detection
FMACR | Macroamylase | 15358-5 | Macroamylase:PrThr:Pt:Ser/Plas:Ord: | Polyethylene Glycol Precipitation, Spectrophotometry
FMARC | Bupivacaine (Marcaine) | 3412-4 | Bupivacaine:MCnc:Pt:Ser/Plas:Qn: | Liquid Chromatography/ Tandem Mass Spectrometry (LC/MS/MS)
FMARI | Cannabinoid Analysis, Whole Blood | 42491-1 | Cannabinoids:PrThr:Pt:Bld:Ord:Screen | Immunoassay (IA) - Screen Gas Chromatography/Mass Spectrometry (GC/MS) - Confirmation, if applicable
FMARP | Melanoma Associated Retinopathy MAR Panel by Immunoblot and IHC | Not Provided |  | Immunoblot and IHC
FMARX | THC, MS, WB/SP Rfx | Not Provided |  | Gas Chromatography/Mass Spectrometry (GC/MS) Only orderable as a reflex from FMARI
FMATG | Tomato IgG | 35547-9 | Lycopersicon lycopersicum Ab.IgG:MCnc:Pt:Ser:Qn: | Enzyme Immunoassay (FEIA)
FMB | Fetomaternal Bleed, Flow Cytometry, Blood | 75308-7 | Fetal blood:Vol:Pt:Bld:Qn:Flow cytometry | Flow Cytometry
FMBNY | Fetomaternal Bleed, New York, Blood | 75308-7 | Fetal blood:Vol:Pt:Bld:Qn:Flow cytometry | Flow Cytometry
FMCG4 | Milk Cow IgG4 | 56234-8 | Cow milk Ab.IgG4:MCnc:Pt:Ser:Qn: | Enzyme Immunoassay (FEIA)
FMELA | Melatonin, Plasma | 11055-1 | Melatonin:MCnc:Pt:Ser/Plas:Qn: | High Performance Liquid Chromatography/Tandem Mass Spectrometry (LC-MS/MS)
FMELG | Melons IgG | 63095-4 | Cucumis melo spp Ab.IgG:MCnc:Pt:Ser:Qn: | Enzyme Immunoassay (FEIA)
FMEP | Meperidine (Demerol) and Normeperidine, serum | 68314-4 | Meperidine & Normeperidine panel:-:Pt:Ser/Plas:-: | Liquid Chromatography/Tandem Mass Spectrometry (LC/MS/MS)
FMERC | Mercaptopurine (6-MP, Purinethol) | 11242-5 | Mercaptopurine:MCnc:Pt:Ser/Plas:Qn: | High Performance Liquid Chromatography with Ultraviolet Detection (HPLC-UV)
FMETH | Methaqualone Confirmation, urine | 16244-6 | Methaqualone:MCnc:Pt:Urine:Qn:Confirm | Gas Chromatography/Mass Spectrometry (GC/MS)
FMETN | Metformin, Plasma | 35698-0 | metFORMIN:MCnc:Pt:Ser/Plas:Qn: | High Performance Liquid Chromatography/Tandem Mass Spectrometry (LC-MS/MS)
FMETX | Methsuximide (Celontin) as Desmethylmethsuximide | 3801-8 | Methsuximide:MCnc:Pt:Ser/Plas:Qn: | Gas Chromatography/Flame Ionization Detection (GC-FID)
FMIDZ | Midazolam (Versed), serum | 59711-2 | Midazolam:MCnc:Pt:Ser/Plas:Qn:Confirm | Liquid Chromatography/Tandem Mass Spectrometry (LC/MS/MS)
FMIL | Foxtail Millet, IgE, Serum | 11186-4 | Setaria italica Ab.IgE:ACnc:Pt:Ser:Qn: | Fluorescence Enzyme Immunoassay (FEIA)
FMINT | Mint (Mentha Piperita) IgE | 11190-6 | Mentha piperita Ab.IgE:ACnc:Pt:Ser:Qn: | ImmunoCAP FEIA
FMIRT | Mirtazapine (Remeron) | 17283-3 | Mirtazapine:MCnc:Pt:Ser/Plas:Qn: | High Performance Liquid Chromatography with Fluorescence Detection (HPLC-FL)
FMITO | Mitotane (Lysodren) | 13626-7 | Mitotane:MCnc:Pt:Ser/Plas:Qn: | Gas Chromatography/Flame Ionization Detection (GC-FID)
FMITU | Mitragynine (Qualitative), Urine | Not Provided |  | High Performance Liquid Chromatography/Tandem Mass Spectrometry (LC-MS/MS)
FMME | Mahi Mahi IgE | 82570-3 | Coryphaena hippurus Ab.IgE:ACnc:Pt:Ser:Qn: | ImmunoCAP FEIA
FMMM | Mephedrone, MDPV and Methylone, Urine | Not Provided |  | Liquid Chromatography/Tandem Mass Spectrometry (LC/MS/MS) - Screen and Confirmation; if applicable
FMMPP | MyoMarker 3 Plus Profile | Not Provided |  | Enzyme-linked immunosorbent assay (ELISA); RIPA Gel Radiography
FMNPP | Motor Neuropathy Panel | Not Provided |  | Semi-Quantitative Enzyme-Linked Immunosorbent Assay Quantitative Immunoturbidimetry Quantitative Capillary Electrophoresis Qualitative Immunofixation Electrophoresis Colorimetric Assay
FMNRB | Manganese, RBC and Plasma | 87467-7 | Manganese:MCnc:Pt:XXX:Qn: | Inductively Coupled Plasma/Mass Spectrometry (ICP-MS)
FMORS | Morphine Confirmation, Serum | 74131-4 | Morphine:MCnc:Pt:Ser/Plas/Bld:Qn: | Gas Chromatography/Mass Spectrometry (GC/MS)
FMPG | Poultry and Meat Panel IgG | Not Provided |  | Enzyme Immunoassay (FEIA)
FMPP2 | Myocarditis/Pericarditis Panel | Not Provided |  | Complement Fixation (CF)/Immunofluorescence Assay (IFA)
FMPRE | Maple Red (Acer rubrum) IgE | 7479-9 | Acer rubrum Ab.IgE:ACnc:Pt:Ser:Qn: | Enzyme Immunoassay (EIA)
FMPVP | Mpox Virus DNA, Qualitative Real-Time PCR | Not Provided |  | Real-Time Polymerase Chain Reaction
FMSS2 | Maternal Serum Screening, Integrated, Specimen #2, Alpha Fetoprotein, Hcg, Estriol, and Inhibin A | Not Provided |  | Quantitative Chemiluminescent Immunoassay
FMT21 | MaterniT21 Plus | Not Provided |  | Circulating cell-free DNA is examined from maternal whole blood.
FMTAG | Murine Typhus Antibodies, IgG | 5324-9 | Rickettsia typhi Ab.IgG:Titr:Pt:Ser:SemiQn:IF | Indirect Fluorescent Antibody (IFA)
FMTFG | Mustard Food IgG | 60384-5 | Mustard Ab.IgG:MCnc:Pt:Ser:Qn: | Enzyme Immunoassay (FEIA)
FMTT | Familial Variant, Targeted Testing, Varies | 51966-0 | Genetic disease DNA analysis panel:-:Pt:Bld/Tiss:-:Molgen | Polymerase Chain Reaction (PCR) followed by DNA Sequencing Analysis, Gene Dosage Analysis by Multiplex Ligation-Dependent Probe Amplification (MLPA), and/or Quantitative Polymerase Chain Reaction (qPCR)
FMUSG | Mushroom IgG | 35540-4 | Agaricus hortensis Ab.IgG:MCnc:Pt:Ser:Qn: | Enzyme Immunoassay (FEIA)
FMVCO | MVista Coccidioides Quantitative Antigen EIA | Not Provided |  | Quantitative Sandwich Enzyme Immunoassay (EIA)
FMYO3 | MyoMarker 3 Profile | Not Provided |  | Enzyme-linked immunosorbent assay (ELISA); RIPA Gel Radiography
FNAD | Nadolol, Serum/Plasma | 12406-5 | Nadolol:MCnc:Pt:Ser/Plas:Qn: | High Performance Liquid Chromatography/Tandem Mass Spectrometry (LC-MS/MS)
FNALO | Naloxone - Total (Conjugated/Unconjugated), Screen, Urine | Not Provided |  | High Performance Liquid Chromatography/Tandem Mass Spectrometry (LC-MS/MS)
FNBE | Bean Navy/White (Phaseolus vulgaris) IgE | 6279-4 | Bean white Ab.IgE:ACnc:Pt:Ser:Qn: | ImmunoCAP FEIA
FNECT | Nectarine (Prunus spp) IgE | 7523-4 | Prunus persica var nucipersica Ab.IgE:ACnc:Pt:Ser:Qn: | Enzyme Immunoassay (EIA)
FNEOS | Neopterin | 34908-4 | Neopterin:MCnc:Pt:Ser/Plas:Qn: | Enzyme immunoassay (EIA)
FNEU | Neurotransmitter Metabolites (5HIAA, HVA, 3OMD) (CSF) | Not Provided |  | HPLC-Electrochemistry
FNEU2 | Neurotensin | 2655-9 | Neurotensin:MCnc:Pt:Plas:Qn: | Radioimmunoassay (RIA)
FNGPG | Nuts and Grains Panel IgG | Not Provided |  | Enzyme Immunoassay (FEIA)
FNMEN | Neisseria Meningitidis IgG Vaccine Response | Not Provided |  | Multi-Analyte Immunodetection (MAID)
FNSVG | Vaginitis (VG), NuSwab | Not Provided |  | Nucleic acid amplification (NAA)
FNTSM | Neurotransmitter Profile 3 | Not Provided |  | High Performance Liquid Chromatography-Electrochemistry & Fluorescences
FOAKE | Oak Live (Quercus virginiana) IgE | 6164-8 | Quercus virginiana Ab.IgE:ACnc:Pt:Ser:Qn: | ImmunoCAP FEIA
FOATG | Oat IgG | 51901-7 | Avena sativa Ab.IgG:MCnc:Pt:Ser:Qn: | Enzyme immunoassay (FEIA)
FOBT | Fecal Occult Blood, Colorectal Cancer Screen, Qualitative, Immunochemical, Feces | 29771-3 | Hemoglobin.gastrointestinal.lower:PrThr:Pt:Stool:Ord:IA | Immunochemical
FOL | Folate, Serum | 2284-8 | Folate:MCnc:Pt:Ser/Plas:Qn: | Competitive-Binding Receptor Assay
FOLBG | Olive Black IgG | 78697-0 | Olea europaea Ab.IgG:MCnc:Pt:Ser:Qn: | Enzyme Immunoassay (FEIA)
FONG | Onion IgG | 35541-2 | Allium cepa Ab.IgG:MCnc:Pt:Ser:Qn: | Enzyme Immunoassay (FEIA)
FONS | Western blot for anti-optic nerve autoantibodies in the serum | Not Provided |  | Western blot
FOOD1 | Food-Nut Panel # 2, Serum | 46707-6 | (Anacardium occidentale+Carya illinoinensis+Juglans spp+Pistacia vera) Ab.IgE:ACnc:Pt:Ser:Qn:Multidisk | Fluorescence Enzyme Immunoassay (FEIA)
FOOD2 | Food-Fruit Panel, Serum | 46714-2 | (Malus sylvestris+Musa spp+Prunus persica+Pyrus communis) Ab.IgE:ACnc:Pt:Ser:Qn:Multidisk | Fluorescence Enzyme Immunoassay (FEIA)
FOOD4 | Food-Grain Panel, Serum | 46713-4 | (Hordeum vulgare+Oryza sativa+Secale cereale+Triticum aestivum) Ab.IgE:ACnc:Pt:Ser:Qn:Multidisk | Fluorescence Enzyme Immunoassay (FEIA)
FOOD6 | Food Panel, Serum | 30187-9 | (Arachis hypogaea+Cow milk+Egg white+Gadus morhua+Glycine max+Triticum aestivum) Ab.IgE:ACnc:Pt:Ser:Qn:Multidisk | Fluorescence Enzyme Immunoassay (FEIA)
FOOD7 | Food-Seafood Panel, Serum | 46712-6 | (Gadus morhua+Mytilus edulis+Pandalus borealis+Salmo salar+Thunnus albacares) Ab.IgE:ACnc:Pt:Ser:Qn:Multidisk | Fluorescence Enzyme Immunoassay (FEIA)
FOOD8 | Food-Nut Panel # 1, Serum | 46708-4 | (Arachis hypogaea+Bertholletia excelsa+Cocos nucifera+Corylus avellana+Prunus dulcis) Ab.IgE:ACnc:Pt:Ser:Qn:Multidisk | Fluorescence Enzyme Immunoassay (FEIA)
FOPE | Perch Ocean | Not Provided |  | Enzyme Immunoassay (EIA)
FOPIA | Opiates, Serum or Plasma, Quantitative | 8217-2 | Opiates:MCnc:Pt:Ser/Plas:Qn: | Quantitative Liquid Chromatography-Tandem Mass Spectrometry
FORAC | Formic Acid, Serum | 2292-1 | Formate:MCnc:Pt:Ser/Plas:Qn: | Gas Chromatography/Mass Spectrometry (GC/MS)
FORGG | Oregano IgG | 60387-8 | Origanum vulgare Ab.IgG:MCnc:Pt:Ser:Qn: | Enzyme Immunoassay (FEIA)
FORNG | Orange IgG | 51904-1 | Citrus sinensis Ab.IgG:MCnc:Pt:Ser:Qn: | Enzyme Immunoassay (FEIA)
FORRT | Orris Root (Iris florentina) IgE | 7555-6 | Iris germanica var florentina Ab.IgE:ACnc:Pt:Ser:Qn: | Enzyme Immunoassay (EIA)
FOVAS | Ovarian Antibody Screen with Reflex to Titer, IFA | 21436-1 | Ovary Ab:PrThr:Pt:Ser:Ord:IF | Immunofluorescence Assay (IFA)
FOXAZ | Oxazepam (Serax), Serum | 59730-2 | Oxazepam:MCnc:Pt:Ser/Plas:Qn:Confirm | Liquid Chromatography/Tandem Mass Spectrometry (LC/MS/MS)
FOXFU | Oxycodone - Free (Unconjugated), Serum | 12789-4 | oxyCODONE.free:MCnc:Pt:Ser/Plas:Qn: | High Performance Liquid Chromatography/Tandem Mass Spectrometry (LC-MS/MS)
FOXOF | Alveolar Rhabdomyosarcoma (ARMS), 13q14 (FOXO1 or FKHR) Rearrangement, FISH, Tissue | 93807-6 | FOXO1 gene rearrangements:Find:Pt:Tiss:Doc:FISH | Fluorescence In Situ Hybridization (FISH)
FOXP1 | FOXP1 Immunostain, Technical Component Only | Order only;no result |  | Immunohistochemistry (IHC)
FOXP3 | FOXP3 Immunostain, Technical Component Only | Order only;no result |  | Immunohistochemistry (IHC)
FP5PC | Pyridoxal 5-phosphate (CSF) | Not Provided | Pyridoxal phosphate:SCnc:Pt:CSF:Qn: | HPLC/Electrochemistry/Fluorescence
FPAB | Vitamin B5 (Pantothenic Acid) Bioassay | 2722-7 | Pantothenate:MCnc:Pt:Ser/Plas/Bld:Qn: | Microbiological Assay
FPAIG | Plasminogen Activator Inhibitor-1, 4G/5G Genotyping (PAI-1 Polymorphism) | Not Provided |  | Polymerase chain reaction (PCR) and restriction fragment length polymorphism (RFLP) technologies.
FPALI | Paliperidone, Serum | 9383-1 | 9-Hydroxyrisperidone:MCnc:Pt:Ser/Plas:Qn: | High Performance Liquid Chromatography/Tandem Mass Spectrometry (LC-MS/MS)
FPAN2 | Pancreastatin, Plasma | Not Provided |  | Direct Radioimmunoassay
FPARG | Parsley IgG | 63094-7 | Petroselinum crispum Ab.IgG:MCnc:Pt:Ser:Qn: | Enzyme Immunoassay (FEIA)
FPBLG | Pepper Black IgG | 60392-8 | Piper nigrum Ab.IgG:MCnc:Pt:Ser:Qn: | Enzyme Immunoassay (FEIA)
FPBPG | Pepper Bell/Paprika IgG | 63114-3 | Capsicum annuum Ab.IgG:MCnc:Pt:Ser:Qn: | Enzyme Immunoassay (FEIA)
FPCEL | Elastase, Pancreatic, Serum | Not Provided |  | Direct radioimmunoassay (RIA)
FPCFG | Pecan Food IgG | 63108-5 | Carya illinoinensis nut Ab.IgG:MCnc:Pt:Ser:Qn: | Enzyme Immunoassay (FEIA)
FPCHI | Pepper Chili IgG | 60366-2 | Capsicum frutescens Ab.IgG:MCnc:Pt:Ser:Qn: | Enzyme Immunoassay (FEIA)
FPCYE | Pepper Cayenne (Capsicum frutescens) IgE | 11188-0 | Pepper cayenne Ab.IgE:ACnc:Pt:Ser:Qn: | Enzyme Immunoassay (EIA)
FPD2U | Prostaglandin D2 (PG D2), Urine | Not Provided | Prostaglandin D2:MCnc:Pt:Urine:Qn: | Direct EIA/ELISA
FPDD | Pigeon/Dove Droppings Gel Diffusion | 24505-0 | Pigeon droppings Ab:PrThr:Pt:Ser:Ord:Immune diffusion | Gel Immunodiffusion
FPDPG | Prostaglandin D2 (PGD2) | Not Provided |  | ELISA
FPEAC | Peach IgG | 60390-2 | Prunus persica Ab.IgG:MCnc:Pt:Ser:Qn: | Enzyme Immunoassay (FEIA)
FPEAR | Pear IgG | 60391-0 | Pyrus communis Ab.IgG:MCnc:Pt:Ser:Qn: | Enzyme Immunoassay (FEIA)
FPEPA | Gastric Pepsin A Assay | Not Provided |  | Enzymatic method
FPEPI | Pepsinogen I (PG I) | Not Provided |  | Radioimmunoassay (RIA)
FPERC | Percocet, Urine | Not Provided |  | Immunoassay (IA), Liquid Chromatography/Tandem Mass Spectrometry (LC/MS/MS)
FPF12 | Prothrombin Fragment 1+2 MoAb | 27824-2 | Prothrombin fragment 1+2 Ag:SCnc:Pt:Ser/Plas:Qn:IA | Enzyme-Linked Immunosorbent Assay
FPFUZ | Phenosense Entry HIV Drug Resistance Assay | 45182-3 | HIV phenotype:Susc:Pt:Isolate:Nom:Phenotyping | Polymerase chain reaction (PCR) amplification and viral culture.
FPGNG | Pea Green IgG | 60389-4 | Pisum sativum Ab.IgG:MCnc:Pt:Ser:Qn: | Enzyme Immunoassay (FEIA)
FPGT | Phenosense Combination HIV Drug Resistance Assay | Not Provided | HIV genotype:Susc:Pt:Isolate:Nom:Genotyping | Phenotype: polymerase chain reaction (PCR) amplification and viral culture; genotype: polymerase chain reaction (PCR) and DNA sequencing.
FPHAS | Phadiatop (Allergy Screen) | 57036-6 | Phadiatop inhalant allergen Ab.IgE:ACnc:Pt:Ser:Qn: | Enzyme Immunoassay
FPHEG | Promethazine (Phenergan) | 3988-3 | Promethazine:MCnc:Pt:Ser/Plas:Qn: | Liquid Chromatography/Tandem Mass Spectrometry (LC/MS/MS)
FPHEN | Benzene as Phenol, Occupational Exposure, Urine | Not Provided |  | Gas Chromatography/Flame Ionization Detection (GC-FID) Spectrophotometry (SPEC)
FPHET | Anti-Phosphatidylethanolamine Panel | Not Provided |  | Enzyme-Linked Immunosorbent Assay (ELISA)
FPHFL | pH, Fecal | 2755-7 | pH:LsCnc:Pt:Stool:SemiQn: | Quantitative pH Indicator Strips or pH meter
FPHIV | Phenosense HIV Drug Resistance Replication Capacity | 49665-3 | HIV susceptibility panel:-:Pt:Isolate:-:Phenotyping | Polymerase chain reaction (PCR) amplification and viral culture
FPIAP | Pineapple IgG | 60394-4 | Ananas comosus Ab.IgG:MCnc:Pt:Ser:Qn: | Enzyme Immunoassay (FEIA)
FPIGF | Pigeon Feathers IgG | 58912-7 | Pigeon feather Ab.IgG:MCnc:Pt:Ser:Qn: | Phadia ImmunoCAP
FPINP | Pine Ponderosa IgE | 7610-9 | Pinus ponderosa Ab.IgE:ACnc:Pt:Ser:Qn: | Enzyme Immunoassay (EIA)
FPLAC | PROMETHEUS LactoTYPE | 58938-2 | LCT gene targeted mutation analysis:Type:Pt:Bld/Tiss:Nom:Molgen | Polymerase Chain Reaction (PCR)
FPLAT | Platinum, Serum | 5714-1 | Platinum:MCnc:Pt:Ser/Plas:Qn: | Inductively Coupled Plasma/Mass Spectrometry (ICP/MS)
FPNAP | Pneumococcal Antibody Panel (12 Serotype) | 42361-6 | Streptococcus pneumoniae 12 serotypes Ab.IgG panel:MCnc:Pt:Ser:Qn: | Fluoroimmunoassay; Luminex Multiplex platform
FPNG4 | Peanut IgG4 | 56351-0 | Arachis hypogaea Ab.IgG4:MCnc:Pt:Ser:Qn: | Enzyme Immunoassay (FEIA)
FPNTG | Peanut IgG | 35542-0 | Arachis hypogaea Ab.IgG:MCnc:Pt:Ser:Qn: | Enzyme Immunoassay (FEIA)
FPOLE | Pollock White (Pollachius virens) IgE | 11191-4 | Pollachius virens Ab.IgE:ACnc:Pt:Ser:Qn: | ImmunoCAP FEIA
FPOLO | Poliovirus (Types 1, 3) Antibodies, Neutralization | 68320-1 | Polio virus Ab panel:Titr:Pt:Ser:SemiQn: | Culture/Neutralization
FPOM | Pomegranate (Punica granatum) IgE | 21471-8 | Punica granatum Ab.IgE:ACnc:Pt:Ser:Qn: | Enzyme Immunoassay (EIA)
FPOPW | Poplar White (Populus alba) IgE | 21473-4 | Populus alba Ab.IgE:ACnc:Pt:Ser:Qn: | Enzyme Immunoassay (EIA)
FPORG | Pork IgG | 35543-8 | Pork Ab.IgG:MCnc:Pt:Ser:Qn: | Enzyme Immunoassay (FEIA)
FPPOS | Posaconazole Susceptibility Testing | Not Provided |  | CLSI Broth dilution
FPRK4 | Pork IgG4 | 56442-7 | Pork Ab.IgG4:MCnc:Pt:Ser:Qn: | Enzyme immunoassay (FEIA)
FPROP | Propofol, Serum/Plasma | 34673-4 | Propofol:MCnc:Pt:Ser/Plas:Qn: | Gas Chromatography (GC)
FPRTF | Parrot Australian (Budgerigar) Feathers IgE | 6030-1 | Budgerigar feather Ab.IgE:ACnc:Pt:Ser:Qn: | ImmunoCAP FEIA
FPTH | PTH Antibody | 13928-7 | Parathyrin Ab:PrThr:Pt:Ser:Ord: | Radiobinding Assay
FPTWG | Potato White IgG | 35544-6 | Solanum tuberosum Ab.IgG:MCnc:Pt:Ser:Qn: | Enzyme Immunoassay (FEIA)
FPYD | Pyridostigmine, Serum/Plasma | 9390-6 | Pyridostigmine:MCnc:Pt:Ser/Plas:Qn: | Gas Chromatography (GC)
FPYRE | Pyrethrum IgE | 7639-8 | Chrysanthemum cinerariifolium Ab.IgE:ACnc:Pt:Ser:Qn: | Enzyme Immunoassay (EIA)
FQPPS | Porphyrins, Feces | 94548-5 | Porphyrin fractions panel:MRat:24H:Stool:Qn: | High-Performance Liquid Chromatography (HPLC)
FQUET | Quetiapine (Seroquel) | 26776-5 | QUEtiapine:MCnc:Pt:Ser/Plas:Qn: | Liquid Chromatography/Tandem Mass Spectrometry (LC/MS/MS)
FQUIN | Quinoa (Chenopodium quinoa) IgE | 25743-6 | Chenopodium quinoa Ab.IgE:ACnc:Pt:Ser:Qn: | ImmunoCAP (FEIA)
FRAD | Radish (Raphanus sativus) IgE | 7643-0 | Raphanus sativus Ab.IgE:ACnc:Pt:Ser:Qn: | Enzyme Immunoassay (EIA)
FRAG | Osmotic Fragility, Erythrocytes | 98904-6 | Osmotic fragility panel:-:Pt:RBC:-: | Osmotic Lysis
FRASP | Raspberry IgG | 7656-2 | Rubus idaeus Ab.IgE:ACnc:Pt:Ser:Qn: | Enzyme Immunoassay (FEIA)
FRBP | Retinol Binding Protein | 1836-6 | Retinol binding protein:MCnc:Pt:Ser/Plas:Qn: | Fixed Time Nephelometry
FRCE | Cedar Red (Juniperus virginiana) IgE | 7195-1 | Juniperus virginiana Ab.IgE:ACnc:Pt:Ser:Qn: | ImmunoCAP FEIA
FRDG | Rhodotorula IgE | 7665-3 | Rhodotorula spp Ab.IgE:ACnc:Pt:Ser:Qn: | Enzyme Immunoassay (EIA)
FRDIG | Digoxin, Free, Serum | 3562-6 | Digoxin.free:MCnc:Pt:Ser/Plas:Qn: | Ultrafiltration followed by Electrochemiluminescent Immunoassay
FRFIT | Rabies Antibody Endpoint | 6524-3 | Rabies virus Ab.Neut:ACnc:Pt:Ser:Qn:Neut | Serum Neutralization Fluorescent Antibody
FRFYG | Rye Food IgG | 51933-0 | Secale cereale Ab.IgG:MCnc:Pt:Ser:Qn: | Enzyme Immunoassay (FEIA)
FRICE | Rice IgG | 35545-3 | Oryza sativa Ab.IgG:MCnc:Pt:Ser:Qn: | Enzyme Immunoassay (FEIA)
FRIFA | Rifampin Level (PKRIF) | Not Provided |  | HPLC
FRISP | Risperidone (Risperdal) and 9-Hydroxyrisperidone | 55157-2 | Risperidone & 9-Hydroxyrisperidone panel:-:Pt:Ser/Plas:Qn: | Liquid Chromatography/Tandem Mass Spectrometry (LC/MS/MS)
FRMH | Formaldehyde, IgE, Serum | 6119-2 | Formaldehyde Ab.IgE:ACnc:Pt:Ser:Qn: | Fluorescence Enzyme Immunoassay (FEIA)
FROE | Oak Red (Quercus rubra) IgE | 7534-1 | Quercus rubra Ab.IgE:ACnc:Pt:Ser:Qn: | Enzyme Immunoassay (EIA)
FROPI | Ropivacaine, Serum/Plasma | 51203-8 | Ropivacaine:MCnc:Pt:Ser/Plas:Qn: | High Performance Liquid Chromatography/ Tandem Mass Spectrometry LC-MS/MS
FROS2 | Fructose, Qualitative, Semen | 13943-6 | Fructose:PrThr:Pt:Semen:Ord: | Qualitative
FRSE | Red Snapper (Lutjanus spp) IgE | 7661-2 | Snapper red Ab.IgE:ACnc:Pt:Ser:Qn: | ImmunoCAP FEIA
FRSVQ | Respiratory Syncytial Virus (RSV) RNA, Qualitative Real-Time PCR | 40988-8 | Respiratory syncytial virus RNA:PrThr:Pt:XXX:Ord:Probe.amp.tar | Real-Time Polymerase Chain Reaction (PCR)
FRT4 | T4 (Thyroxine), Free, Serum | 83122-2 | Thyroxine.free:MCnc:Pt:Ser/Plas:Qn:IA | Electrochemiluminescence Immunoassay
FRT4D | T4 (Thyroxine), Free, Dialysis, Serum | 6892-4 | Thyroxine.free:MCnc:Pt:Ser/Plas:Qn:Dialysis | Equilibrium Dialysis/Tandem Mass Spectrometry (MS/MS)
FRTUP | Free Thyroxine Index (FTI), Serum | 32215-6 | Thyroxine free index:MCnc:Pt:Ser/Plas:Qn:Calculated | TUPC: Electrochemiluminescence Immunoassay (ECLIA) T4S: Electrochemiluminescence (ECL) FRTI: Calculation
FRUB | Rhubarb (Rheum rhaponticum) IgE | 7667-9 | Rheum spp Ab.IgE:ACnc:Pt:Ser:Qn: | Enzyme Immunoassay (EIA)
FRUCT | Fructosamine, Serum | 15069-8 | Fructosamine:SCnc:Pt:Ser/Plas:Qn: | Colorimetric Rate Reaction
FRW | False Ragweed, IgE, Serum | 6115-0 | Franseria acanthicarpa Ab.IgE:ACnc:Pt:Ser:Qn: | Fluorescence Enzyme Immunoassay (FEIA)
FS | Fungal Smear, Varies | 658-5 | Observation:Prid:Pt:XXX:Nom:Calcofluor white preparation | Calcofluor/KOH Stain
FSABI | Tysabri (Natalizumab) Immunogenicity | 49598-6 | Natalizumab Ab:PrThr:Pt:Ser:Ord:IA | Enzyme Linked Immunosorbent Assay (ELISA)
FSAG | Sage (Artemisia spp.) IgE | 7678-6 | Salvia officinalis Ab.IgE:ACnc:Pt:Ser:Qn: | Enzyme Immunoassay (EIA)
FSALG | Salmon IgG | 60400-9 | Salmo salar Ab.IgG:MCnc:Pt:Ser:Qn: | Enzyme Immunoassay (FEIA)
FSCE | Cheese Swiss IgE | 7215-7 | Cheese swiss Ab.IgE:ACnc:Pt:Ser:Qn: | Enzyme Immunoassay (EIA)
FSCN4 | SCN4A (Myotonia) DNA Sequencing Test | Not Provided |  | Next Generation Sequencing
FSCNE | Sugar Cane (Saccharum officinarum) IgE | 7723-0 | Saccharum officinarum Ab.IgE:ACnc:Pt:Ser:Qn: | Enzyme Immunoassay (EIA)
FSCPR | Scleroderma Comprehensive Profile | Not Provided |  | RIPA Gel Radiography Immunofluorescence Antibody Enzyme-linked immunosorbent assay (ELISA)
FSERO | SeroNeg RAdx3 Profile | Not Provided |  | ELISA
FSERT | Sertraline (Zoloft) and Desmethylsertraline | 78438-9 | Sertraline trough & Norsertraline panel:-:Pt:Ser/Plas:Qn: | Liquid Chromatography/Tandem Mass Spectrometry (LC/MS/MS)
FSESG | Sesame Seed IgG | 60402-5 | Sesamum indicum Ab.IgG:MCnc:Pt:Ser:Qn: | Enzyme Immunoassay (FEIA)
FSFLE | Safflower (Carthamus tinctorius) IgE | 7676-0 | Carthamus tinctorius Ab.IgE:ACnc:Pt:Ser:Qn: | Enzyme Immunoassay (EIA)
FSFM | Soluble Fibrin Monomer | 40702-3 | Fibrin monomer:PrThr:Pt:PPP:Ord:HA | Qualitative Hemagglutination
FSH | Follicle-Stimulating Hormone (FSH), Serum | 15067-2 | Follitropin:ACnc:Pt:Ser/Plas:Qn: | Electrochemiluminescence Immunoassay
FSHAG | Hickory Shagbark (Carya ovata) IgE | 7404-7 | Carya ovata Ab.IgE:ACnc:Pt:Ser:Qn: | Enzyme Immunoassay (EIA)
FSHB | Follicle Stimulating Hormone, Beta Subunit (Beta FSH) Immunostain, Technical Component Only | Order only;no result |  | Immunohistochemistry (IHC)
FSHPU | Sedative Hypnotic Panel, Urine | Not Provided |  | Immunoassay (IA) Gas Chromatography/Flame Ionization Detection (GC-FID) (if appropriate) Liquid Chromatography/Tandem Mass Spectrometry (LC/MS/MS) (if appropriate) Gas Chromatography/Mass Spectrometry (GC/MS) (if appropriate)
FSHRG | Shrimp IgG | 60403-3 | Pandalus borealis Ab.IgG:MCnc:Pt:Ser:Qn: | Enzyme Immunoassay (FEIA)
FSILS | Silicon, Serum | 10829-0 | Silicon:MCnc:Pt:Ser/Plas:Qn: | Inductively Coupled Plasma/Optical Emission Spectrometry (ICP/OES)
FSINS | Sinemet, Serum | Not Provided |  | High-Performance Liquid Chromatography/Tandem Mass Spectrometry (LC-MS/MS)
FSLAA | Soluble Liver Antigen (SLA) Autoantibody | 32219-8 | Soluble liver Ab:ACnc:Pt:Ser:Qn:IA | Enzyme Linked Immunosorbent Immunoassay (ELISA)
FSLFU | Sulfonylurea Screen, Urine | Not Provided |  | Liquid Chromatography/Tandem Mass Spectrometry (LC/MS/MS)
FSOM1 | Somatostatin (Somatotropin Release-Inhibiting Factor, SRIF) | 2961-1 | Somatostatin:MCnc:Pt:Plas:Qn: | Direct Radioimmunoassay
FSOMA | Somatostatin (Somatotropin Release-Inhibiting Factor, SRIF) | 2961-1 | Somatostatin:MCnc:Pt:Plas:Qn: | Direct Radioimmunoassay (RIA)
FSOTA | Sotalol (Betapace) | 12416-4 | Sotalol:MCnc:Pt:Ser/Plas:Qn: | High Performance Liquid Chromatography with Fluorescence Detection (HPLC-FL)
FSOYG | Soybean IgG | 35546-1 | Glycine max Ab.IgG:MCnc:Pt:Ser:Qn: | Enzyme Immunoassay (FEIA)
FSPNG | Spinach IgG | 60406-6 | Spinacia oleracea Ab.IgG:MCnc:Pt:Ser:Qn: | Enzyme Immunoassay (FEIA)
FSTAB | Stachybotrys chartarum/atra IgE | 29616-0 | Stachybotrys chartarum Ab.IgE:ACnc:Pt:Ser:Qn: | ImmunoCAP FEIA
FSTBG | Strawberry IgG | 40835-1 | Fragaria vesca Ab.IgG:MCnc:Pt:Ser:Qn: | Enzyme Immunoassay (FEIA)
FSTYR | Styrene, Occupational Exposure, Blood | 8243-8 | Styrene:MCnc:Pt:Bld:Qn: | Headspace Gas Chromatography/Flame Ionization Detection (GC-FID)
FSUAB | Sulfatide Autoantibody Test | Not Provided |  | Enzyme-Linked Immunosorbent Assay (ELISA)
FSULU | Thiosulfate, Urine | Not Provided |  | Colorimetry (C) High Performance Liquid Chromatography/Tandem Mass Spectrometry (LS-MS/MS) Refractometer (REF), if appropriate
FSUNG | Sunflower Seed IgG | 60407-4 | Helianthus annuus seed Ab.IgG:MCnc:Pt:Ser:Qn: | Enzyme Immunoassay (FEIA)
FSYG4 | Soybean IgG4 | 56390-8 | Glycine max Ab.IgG4:MCnc:Pt:Ser:Qn: | Enzyme Immunoassay (FEIA)
FUABF | Uric Acid, Body Fluid | 53612-8 | Urate:MCnc:Pt:Body fld:Qn: | Quantitative Spectrophotometry
FUCW | Alpha-Fucosidase, Leukocytes | 24047-3 | Alpha fucosidase:CCnt:Pt:WBC:Qn: | Fluorometric
FUNBL | Fungitell, BAL | Not Provided |  | Limulus Amebocyte Lysate (LAL) Pathway
FUNBW | Fungitell, bronch wash | Not Provided |  | Limulus Amebocyte Lysate (LAL) Pathway
FUNID | Culture Referred for Identification, Fungus | 42804-5 | Fungus:Prid:Pt:Isolate:Nom: | Macroscopic/Microscopic/D2 rDNA Gene Sequencing/Real-Time Polymerase Chain Reaction (rtPCR)/Matrix-Assisted Laser Desorption/Ionization-Time of Flight Mass Spectrometry (MALDI-TOF MS) Dimorphic Pathogen Identification Confirmation: D2 rDNA Gene Sequencing/rtPCR/MALDI-TOF MS
FUNSF | Fungitell, CSF | Not Provided |  | Limulus Amebocyte Lysate (LAL) Pathway
FURA | Uranium, Urine | 5752-1 | Uranium:MCnc:Pt:Urine:Qn: | Inductively Coupled Plasma-Mass Spectrometry (ICP-MS)
FUROC | UroVysion for Detection of Bladder Cancer, Urine | 82251-0 | Chromosome 3 & 7 & 17 aneuploidy & chromosome region 9p21 deletion:Find:Pt:Urine:Doc:FISH | Fluorescence In Situ Hybridization (FISH) using DNA Probes
FUSF | Low-Grade Fibromyxoid Sarcoma (LGFMS), 16p11.2 (FUS or TLS) Rearrangement, FISH, Tissue | 101383-8 | FUS gene rearrangements:Find:Pt:Bld/Tiss:Doc:FISH | Fluorescence In Situ Hybridization (FISH)
FUSI | FUS Immunostain, Technical Component Only | Order only;no result |  | Immunohistochemistry (IHC)
FUSM | Fusarium moniliforme, IgE, Serum | 6121-8 | Fusarium moniliforme Ab.IgE:ACnc:Pt:Ser:Qn: | Fluorescence Enzyme Immunoassay (FEIA)
FVAG | Fungal Culture, Vaginal | 51723-5 | Fungus:ACnc:Pt:XXX:Ord:Organism specific culture | Plated to Inhibitory Mold Agar
FVANG | Vanilla IgG | 60412-4 | Vanilla planifolia Ab.IgG:MCnc:Pt:Ser:Qn: | Enzyme Immunoassay (FEIA)
FVENE | Venison IgE | 7759-4 | Venison Ab.IgE:ACnc:Pt:Ser:Qn: | Enzyme Immunoassay (EIA)
FVIST | Hydroxyzine (Vistaril, Atarax), Serum | 3686-3 | hydrOXYzine:MCnc:Pt:Ser/Plas:Qn: | Liquid Chromatography/Tandem Mass Spectrometry (LC/MS/MS)
FVOST | Voriconazole Susceptibility Testing | Not Provided |  | CLSI Broth dilution
FVZGC | Varicella-Zoster Virus Antibody, IgG, CSF | 104459-3 | Varicella zoster virus Ab.IgG:PrThr:Pt:CSF:Ord:IA | Semi-Quantitative Chemiluminescent Immunoassay
FWALG | Walnut Food (Juglans spp) IgG | 63120-0 | Juglans spp Ab.IgG:MCnc:Pt:Ser:Qn: | Enzyme Immunoassay (FEIA)
FWALP | Wall Eyed Pike (Sander vitreus)(Stizostedium vitreum) IgE | 7761-0 | Stizostedion vitreum Ab.IgE:ACnc:Pt:Ser:Qn: | ImmunoCAP FEIA
FWARP | Warfarin, Plasma | 4098-0 | Warfarin:MCnc:Pt:Ser/Plas:Qn: | High Performance Liquid Chromatography/Tandem Mass Spectrometry (LC/MS/MS)
FWATG | Watermelon IgG | 41205-6 | Citrullus lanatus Ab.IgG:MCnc:Pt:Ser:Qn: | Enzyme Immunoassay (FEIA)
FWCR1 | Walnut Component rJug r 1 | 81790-8 | Juglans regia recombinant (rJug r) 1 Ab.IgE:ACnc:Pt:Ser:Qn: | ImmunoCAP FEIA
FWFHG | Venom W-F Hornet IgG | 49745-3 | Dolichovespula maculata Ab.IgG:MCnc:Pt:Ser:Qn: | Phadia ImmunoCAP
FWHFE | Whitefish IgE | 7775-0 | Whitefish Ab.IgE:ACnc:Pt:Ser:Qn: | ImmunoCAP FEIA
FWHG4 | Wheat IgG4 | 56417-9 | Triticum aestivum Ab.IgG4:MCnc:Pt:Ser:Qn: | Enzyme immunoassay (FEIA)
FWHGY | Whey IgG | 59058-8 | Cow whey Ab.IgG:MCnc:Pt:Ser:Qn: | Enzyme Immunoassay (FEIA)
FWHTG | Wheat IgG | 35537-0 | Triticum aestivum Ab.IgG:MCnc:Pt:Ser:Qn: | Enzyme Immunoassay (FEIA)
FWING | Wingscale (Atriplex Canescens) IgE | 7779-2 | Atriplex canescens Ab.IgE:ACnc:Pt:Ser:Qn: | Enzyme Immunoassay (EIA)
FWJR | Juniper Western (Juniperus occidentalis) IgE | 7435-1 | Juniperus occidentalis Ab.IgE:ACnc:Pt:Ser:Qn: | Enzyme Immunoassay (EIA)
FWWE | Hemp Western Water (Acnida tamariscina) IgE | 7400-5 | Amaranthus tuberculatus Ab.IgE:ACnc:Pt:Ser:Qn: | Enzyme Immunoassay (EIA)
FXCH | Coagulation Factor X Chromogenic Activity Assay, Plasma | 33984-6 | Coagulation factor X activity actual/Normal:RelCCnc:Pt:PPP:Qn:Chromo | Chromogenic
FXIII | Factor XIII (13), Screen, Plasma | 3241-7 | Coagulation factor XIII coagulum dissolution at 24H:PrThr:Pt:PPP:Ord:Coag | Only orderable as part of a profile. For more information see ALBLD / Bleeding Diathesis Profile, Limited, Plasma. Clot-Based
FXS | Fragile X Syndrome, Molecular Analysis, Varies | 81856-7 | FMR1 gene CGG repeat analysis:Find:Pt:Bld/Tiss:Doc:Molgen | Polymerase Chain Reaction (PCR)
FYABS | Yo Antibody Screen with Reflex to Titer and Western Blot | 14249-7 | Purkinje cells Ab:PrThr:Pt:Ser:Ord:IF | Immunofluorescence Assay (IFA) Western Blot (WB)
FYOG | Yogurt (Lactobacillus bulgaricus) IgE | 7787-5 | Yogurt Ab.IgE:ACnc:Pt:Ser:Qn: | Enzyme Immunoassay (EIA)
FZCCE | Zucchini (Cucurbita spp) IgE | 7718-0 | Squash zucchini Ab.IgE:ACnc:Pt:Ser:Qn: | Enzyme Immunoassay (EIA)
FZIP | Ziprasidone (Geodone, Zeldox) | 33946-5 | Ziprasidone:MCnc:Pt:Ser/Plas:Qn: | Liquid Chromatography/Tandem Mass Spectrometry (LC/MS/MS)
FZOLP | Zolpidem (Ambien), serum or plasma | 6953-4 | Zolpidem:MCnc:Pt:Ser/Plas:Qn: | Liquid Chromatography/Tandem Mass Spectrometry (LC/MS/MS)
F_10 | Coagulation Factor X Activity Assay, Plasma | 3218-5 | Coagulation factor X activity actual/Normal:RelTime:Pt:PPP:Qn:Coag | Optical Clot-Based
F_11 | Coagulation Factor XI Activity Assay, Plasma | 3226-8 | Coagulation factor XI activity actual/Normal:RelTime:Pt:PPP:Qn:Coag | Optical Clot-Based
F_12 | Coagulation Factor XII Activity Assay, Plasma | 3232-6 | Coagulation factor XII activity actual/Normal:RelTime:Pt:PPP:Qn:Coag | Optical Clot-Based
F_2 | Coagulation Factor II Activity Assay, Plasma | 3289-6 | Prothrombin.activity actual/Normal:RelTime:Pt:PPP:Qn:Coag | Optical Clot-Based
F_7 | Coagulation Factor VII Activity Assay, Plasma | 3198-9 | Coagulation factor VII activity actual/Normal:RelTime:Pt:PPP:Qn:Coag | Optical Clot-Based
F_9 | Coagulation Factor IX Activity Assay, Plasma | 3187-2 | Coagulation factor IX activity actual/Normal:RelTime:Pt:PPP:Qn:Coag | Optical Clot-Based
G6PD1 | Glucose 6-Phosphate Dehydrogenase Enzyme Activity, Blood | 32546-4 | Glucose-6-Phosphate dehydrogenase:CCnt:Pt:RBC:Qn: | Kinetic Spectrophotometry
G6PDC | Glucose 6 Phosphate Dehydrogenase Enzyme Activity, Blood | 32546-4 | Glucose-6-Phosphate dehydrogenase:CCnt:Pt:RBC:Qn: | Only orderable as part of a profile. For more information see: -HAEV1 / Hemolytic Anemia Evaluation, Blood -EEEV1 / Red Blood Cell (RBC) Enzyme Evaluation, Blood Kinetic Spectrophotometry
G6PDZ | Glucose-6-Phosphate Dehydrogenase (G6PD) Full Gene Sequencing, Varies | 94231-8 | G6PD gene full mutation analysis:Find:Pt:Bld/Tiss:Doc:Sequencing | Polymerase Chain Reaction (PCR) followed by DNA Sequence Analysis
GA2P | Glutaric Aciduria Type II Gene Panel, Varies | 105354-5 | Glutarate aciduria 2 multigene analysis:Find:Pt:Bld/Tiss:Doc:Molgen | Sequence Capture and Targeted Next-Generation Sequencing followed by Polymerase Chain Reaction (PCR) and Sanger Sequencing.
GAAW | Acid Alpha-Glucosidase, Leukocytes | 24051-5 | Acid alpha glucosidase:CCnt:Pt:WBC:Qn: | Liquid Chromatography-Tandem Mass Spectrometry (LC-MS/MS)
GAAZ | Pompe Disease, Full Gene Analysis, Varies | 76034-8 | GAA gene full mutation analysis:Find:Pt:Bld/Tiss:Doc:Sequencing | Polymerase Chain Reaction (PCR) followed by DNA Sequencing
GAB1 | GRB2-Associated Binding Protein 1 (GAB1) Immunostain, Technical Component Only | Order only;no result |  | Immunohistochemistry (IHC)
GABA | Gabapentin, Serum | 9738-6 | Gabapentin:MCnc:Pt:Ser/Plas/Bld:Qn: | Liquid Chromatography Tandem Mass Spectrometry (LC-MS/MS)
GAES | Ganglioside Antibodies Evaluation, Serum | 82455-7 | Ganglioside Ab panel:-:Pt:Ser:-: | GQ1ES, IGG_D, IGM_D, IGG_M, IGM_M, IGDTS, IMDTS, IGMTS, IMMTS: Enzyme-Linked Immunosorbent Assay (ELISA) GAESI: Technical Interpretation
GAL1 | GALAD Score, Serum | 96450-2 | Hepatocellular carcinoma risk:Score:Pt:^Patient:Qn:GALAD | Only orderable as part of a profile. For more information see HCCGS / Hepatocellular Carcinoma Risk Panel with GALAD Score, Serum Gender, Age, Alpha-fetoprotein L3% (AFP-L3), AFP, Des-gamma-carboxy prothrombin (GALAD) Model Score Calculation
GAL1P | Galactose-1-Phosphate, Erythrocytes | 2312-7 | Galactose 1 phosphate:MCnc:Pt:RBC:Qn: | Liquid Chromatography Tandem Mass Spectrometry (LC-MS/MS)
GAL2 | Probability of Hepatocellular Carcinoma, Serum | 96709-1 | Probability of developing hepatocellular carcinoma:Likelihood:Pt:^Patient:Qn: | Only orderable as part of a profile. For more information see HCCGS / Hepatocellular Carcinoma Risk Panel with GALAD Score, Serum Calculation
GAL3 | Galectin-3, Serum | 62419-7 | Galectin 3:MCnc:Pt:Ser/Plas:Qn: | Enzyme-Linked Immunosorbent Assay (ELISA)
GALCW | Galactocerebrosidase, Leukocytes | 24084-6 | Galactosylceramidase:CCnt:Pt:WBC:Qn: | Liquid Chromatography-Tandem Mass Spectrometry (LC-MS/MS)
GALE | Uridine Diphosphate-Galactose 4' Epimerase, Blood | 79469-3 | Uridine diphosphate glucose-4-Epimerase:CCnt:Pt:RBC:Qn: | Enzyme Reaction followed by Liquid Chromatography-Tandem Mass Spectrometry (LC-MS/MS)
GALK | Galactokinase, Blood | 81143-0 | Galactokinase:CCnt:Pt:RBC:Qn: | Enzyme Reaction followed by Liquid Chromatography-Tandem Mass Spectrometry (LC-MS/MS)
GALMP | Galactosemia, GALT Gene, Variant Panel, Varies | 42318-6 | GALT gene targeted mutation analysis:Prid:Pt:Bld/Tiss:Nom:Molgen | Targeted Genotyping Array
GALN3 | Galectin-3 Immunostain, Technical Component Only | Order only;no result |  | Immunohistochemistry (IHC)
GALP | Galactose, Quantitative, Plasma | 2308-5 | Galactose:MCnc:Pt:Ser/Plas:Qn: | Spectrophotometric/Kinetic
GALT | Galactose-1-Phosphate Uridyltransferase, Blood | 24082-0 | Galactose 1 phosphate uridyl transferase:CCnt:Pt:RBC:Qn: | Enzyme Reaction followed by Liquid Chromatography Tandem Mass Spectrometry (LC-MS/MS)
GALTP | Galactose-1-Phosphate Uridyltransferase Biochemical Phenotyping, Erythrocytes | 33780-8 | Galactose 1 phosphate uridyl transferase phenotype:Type:Pt:Bld:Nom: | Isoelectric Focusing
GALU | Galactose, Quantitative, Random, Urine | 2310-1 | Galactose:MCnc:Pt:Urine:Qn: | Spectrophotometric/Kinetic
GALZ | Galactosemia, GALT Gene, Full Gene Analysis, Varies | 76037-1 | GALT gene full mutation analysis:Find:Pt:Bld/Tiss:Doc:Sequencing | Sequence Capture and Targeted Next-Generation Sequencing (NGS) followed by Polymerase Chain Reaction (PCR) and Sanger Sequencing
GAPCR | Streptococcus Group A, Molecular Detection, PCR, Throat | 60489-2 | Streptococcus pyogenes DNA:PrThr:Pt:Thrt:Ord:Probe.amp.tar | Real-Time Polymerase Chain Reaction (PCR)
GARL | Garlic, IgE, Serum | 6122-6 | Allium sativum Ab.IgE:ACnc:Pt:Ser:Qn: | Fluorescence Enzyme Immunoassay (FEIA)
GAST | Gastrin, Serum | 2333-3 | Gastrin:MCnc:Pt:Ser/Plas:Qn: | Automated Chemiluminescent Immunometric Assay
GASTN | Gastrin Immunostain, Technical Component Only | Order only;no result |  | Immunohistochemistry (IHC)
GATA3 | GATA Binding Protein 3 Immunostain, Technical Component Only | Order only;no result |  | Immunohistochemistry (IHC)
GATAB | GATA-Binding Protein 3 Immunostain, Technical Component Only, Bone Marrow, | Order only;no result |  | Immunohistochemistry (IHC)
GATAS | GATA-Binding Protein 2, GATA2, Full Gene Analysis, Next-Generation Sequencing, Varies | 95771-2 | GATA2 gene full mutation analysis:Find:Pt:Bld/Tiss:Doc:Sequencing | Sequence Capture and Targeted Next-Generation Sequencing (NGS) followed by Polymerase Chain Reaction (PCR) and Sanger Sequencing
GATOL | Galactitol, Quantitative, Urine | 47857-8 | Galactitol/Creatinine:SRto:Pt:Urine:Qn: | Gas Chromatography Mass Spectrometry (GC-MS)
GB2GP | Beta-2 Glycoprotein 1 Antibodies, IgG, Serum | 44448-9 | Beta 2 glycoprotein 1 Ab.IgG:ACnc:Pt:Ser/Plas:Qn:IA | Enzyme-Linked Immunosorbent Assay (ELISA)
GBACC | Gamma-Amino Butyric Acid Type A (GABA-A) Receptor Antibody by Cell Binding Assay, Spinal Fluid | 103715-9 | Gamma aminobutyrate A receptor Ab.IgG:PrThr:Pt:CSF:Ord:CBA IFA | Cell Binding Assay (CBA)
GBACS | Gamma-Amino Butyric Acid Type A (GABA-A) Receptor Antibody by Cell Binding Assay, Serum | 101874-6 | Gamma aminobutyrate A receptor Ab.IgG:PrThr:Pt:Ser:Ord:CBA IFA | Cell Binding Assay (CBA)
GBAW | Beta-Glucosidase, Leukocytes | 32540-7 | Glucosylceramidase:CCnt:Pt:WBC:Qn: | Flow Injection Analysis-Tandem Mass Spectrometry
GBAZ | Gaucher Disease, Full Gene Analysis, Varies | 94230-0 | GBA gene full mutation analysis:Find:Pt:Bld/Tiss:Doc:Sequencing | Polymerase Chain Reaction (PCR) followed by DNA Sequencing
GBETH | General Factor Bethesda Units, Plasma | 13591-3 | Factor inhibitor XXX:ACnc:Pt:PPP:Qn:Coag | Only orderable as a reflex. For more information see: ALBLD / Bleeding Diathesis Profile, Limited, Plasma APROL / Prolonged Clot Time Profile, Plasma 2INHE / Factor II Inhibitor Evaluation, Plasma 7INHE / Factor VII Inhibitor Evaluation, Plasma 10INE / Factor X Inhibitor Evaluation, Plasma 11INE / Factor XI Inhibitor Evaluation, Plasma Optical Clot-Based
GBM | Glomerular Basement Membrane Antibodies, IgG, Serum | 31254-6 | Basement membrane Ab.IgG:ACnc:Pt:Ser:Qn: | Multiplex Flow Immunoassay
GCDF | GCDFP-15 Immunostain, Technical Component Only | Order only;no result |  | Immunohistochemistry (IHC)
GCET | Germinal Center B-cell Expressed Transcript 1 Immunostain, Technical Component Only | Order only;no result |  | Immunohistochemistry (IHC)
GCLIP | Phospholipid (Cardiolipin) Antibodies, IgG, Serum | 3181-5 | Cardiolipin Ab.IgG:ACnc:Pt:Ser:Qn:IA | Enzyme-Linked Immunosorbent Assay (ELISA)
GCRNA | Neisseria gonorrhoeae, Nucleic Acid Amplification, Varies | 43305-2 | Neisseria gonorrhoeae rRNA:PrThr:Pt:XXX:Ord:Probe.amp.tar | Transcription Mediated Amplification
GCT | Galactosemia Reflex, Blood | 24082-0 | Galactose 1 phosphate uridyl transferase:CCnt:Pt:RBC:Qn: | Enzyme Reaction followed by Liquid Chromatography Tandem Mass Spectrometry (LC-MS/MS)
GD65C | Glutamic Acid Decarboxylase (GAD65) Antibody Assay, Spinal Fluid | 94359-7 | Glutamate decarboxylase 65 Ab.IgG+IgM:SCnc:Pt:CSF:Qn:IA | Radioimmunoassay (RIA)
GD65S | Glutamic Acid Decarboxylase (GAD65) Antibody Assay, Serum | 30347-9 | Glutamate decarboxylase 65 Ab:SCnc:Pt:Ser:Qn: | Radioimmunoassay (RIA)
GDCU | Gadolinium/Creatinine Ratio, Urine | 93854-8 | Gadolinium/Creatinine:MRto:Pt:Urine:Qn: | Only orderable as part of a profile. For more information see GDUCR / Gadolinium/Creatinine Ratio, Random, Urine. Inductively Coupled Plasma-Mass Spectrometry (ICP-MS)
GDF15 | Growth Differentiation Factor 15, Plasma | 92665-9 | Growth and differentiation factor 15:MCnc:Pt:Ser/Plas:Qn:IA | Enzyme-Linked Immunosorbent Assay (ELISA)
GDOM | Glycyphagus domesticus, IgE, Serum | 6126-7 | Glycyphagus domesticus Ab.IgE:ACnc:Pt:Ser:Qn: | Fluorescence Enzyme Immunoassay (FEIA)
GDS | Gadolinium, Serum | 80912-9 | Gadolinium:MCnc:Pt:Ser/Plas:Qn: | Inductively Coupled Plasma-Mass Spectrometry (ICP-MS)
GDU | Gadolinium, 24 Hour, Urine | 8201-6 | Gadolinium:MRat:24H:Urine:Qn: | Inductively Coupled Plasma Mass Spectrometry (ICP-MS)
GDUCR | Gadolinium/Creatinine Ratio, Random, Urine | 93854-8 | Gadolinium/Creatinine:MRto:Pt:Urine:Qn: | GDCU: Inductively Coupled Plasma-Mass Spectrometry (ICP-MS) CRETR: Enzymatic Colorimetric Assay
GELA | Gelatin, IgE, Serum | 7332-0 | Gelatin Ab.IgE:ACnc:Pt:Ser:Qn: | Fluorescence Enzyme Immunoassay (FEIA)
GENPA | Gentamicin, Peak, Serum | 3663-2 | Gentamicin^peak:MCnc:Pt:Ser/Plas:Qn: | Turbidimetric Immunoassay
GENRA | Gentamicin, Random, Serum | 35668-3 | Gentamicin:MCnc:Pt:Ser/Plas:Qn: | Turbidimetric Immunoassay
GENTA | Gentamicin, Trough, Serum | 3665-7 | Gentamicin^trough:MCnc:Pt:Ser/Plas:Qn: | Turbidimetric Immunoassay
GERB | Gerbil Epithelium, IgE, Serum | 7334-6 | Gerbil epithelium Ab.IgE:ACnc:Pt:Ser:Qn: | Fluorescence Enzyme Immunoassay (FEIA)
GFAP | Glial Fibrillary Acidic Protein Immunostain, Technical Component Only | Order only;no result |  | Immunohistochemistry (IHC)
GFATC | Glial Fibrillary Acidic Protein Alpha Subunit Antibody, Immunofluorescence Titer Assay, Spinal Fluid | 93421-6 | Glial fibrillary acidic protein.alpha subunit Ab.IgG:Titr:Pt:CSF:SemiQn:IF | Only orderable as a reflex. For more information, see: DMC2 / Dementia Autoimmune Evaluation, Spinal Fluid ENC2 / Encephalopathy Autoimmune Evaluation, Spinal Fluid EPC2 / Epilepsy Autoimmune Evaluation, Spinal Fluid MAC1 / Autoimmune Myelopathy Evaluation, Spinal Fluid Indirect Immunofluorescence Assay (IFA)
GFATS | Glial Fibrillary Acidic Protein Alpha Subunit Antibody, Immunofluorescence Titer Assay, Serum | 93423-2 | Glial fibrillary acidic protein.alpha subunit Ab.IgG:Titr:Pt:Ser:SemiQn:IF | Only orderable as a reflex. For more information see: ENS2 / Encephalopathy, Autoimmune Evaluation Serum DMS2 / Dementia, Autoimmune Evaluation, Serum EPS2 / Epilepsy, Autoimmune Evaluation, Serum MAS1 / Autoimmune Myelopathy Evaluation, Serum
GGT | Gamma-Glutamyltransferase (GGT), Serum | 2324-2 | Gamma glutamyl transferase:CCnc:Pt:Ser/Plas:Qn: | Photometric Rate
GGUM | Guar Gum, IgE, Serum | 10933-0 | Cyamopsis tetragonoloba Ab.IgE:ACnc:Pt:Ser:Qn: | Fluorescence Enzyme Immunoassay (FEIA)
GIAR | Giardia Antigen, Feces | 6412-1 | Giardia lamblia Ag:ACnc:Pt:Stool:Ord:EIA | Enzyme-Linked Immunosorbent Assay (ELISA)
GID2 | Gastrointestinal Dysmotility, Autoimmune/Paraneoplastic Evaluation, Serum | 97557-3 | Gastrointestinal dysmotility autoimmune Ab panel:-:Pt:Ser:-: | ANN1S, AN1TS, APBIS, APBTS, DPPTS, CRMS, CRMTS, PCAB2, PC2TS: Indirect Immunofluorescence Assay (IFA) APBCS, CS2CS, LG1CS, DPPCS: Cell Binding Assay (CBA) CRMWS: Western Blot (WB) AN1BS, AN2BS: Immunoblot (IB) GANG: Radioimmunoassay (RIA)
GING | Ginger, IgE | 7335-3 | Zingiber officinale Ab.IgE:ACnc:Pt:Ser:Qn: | Fluorescence Enzyme Immunoassay (FEIA)
GIP | Gastrointestinal Pathogen Panel, PCR, Feces | 82195-9 | Gastrointestinal pathogens DNA & RNA panel:-:Pt:Stool:-:Non-probe.amp.tar | Multiplex Polymerase Chain Reaction (PCR)
GLBF | Glucose, Body Fluid | 2344-0 | Glucose:MCnc:Pt:Body fld:Qn: | Enzymatic Photometric Assay
GLDR | Goldenrod, IgE, Serum | 6128-3 | Solidago virgaurea Ab.IgE:ACnc:Pt:Ser:Qn: | Fluorescence Enzyme Immunoassay (FEIA)
GLIC | CD8 T-Cell Immune Competence, Global, Blood | 80222-3 | Cells.CD8/100 lymphocytes:NFr:Pt:XXX:Qn: | Flow Cytometry
GLICP | CD8 T-Cell Immune Competence Panel, Global, Whole Blood | 80721-4 | Lymphocyte T-cell & B-cell & Natural killer subsets panel:-:Pt:Bld:Qn: | Flow Cytometry
GLP | Glucagon, Plasma | 2338-2 | Glucagon:MCnc:Pt:Ser/Plas:Qn: | Immunoassay
GLSF | Glucose, Spinal Fluid | 2342-4 | Glucose:MCnc:Pt:CSF:Qn: | Photometric, Glucose Oxidase/Peroxidase
GLT | Gluten, IgE, Serum | 6125-9 | Gluten Ab.IgE:ACnc:Pt:Ser:Qn: | Fluorescence Enzyme Immunoassay (FEIA)
GLUCG | Glucagon Immunostain, Technical Component Only | Order only;no result |  | Immunohistochemistry (IHC)
GLUR1 | Glucose, Random, Urine | 53328-1 | Glucose:MCnc:Pt:Urine:SemiQn:Test strip.automated | Reflectance Spectrophotometry
GLURA | Glucose, Random, Serum | 2345-7 | Glucose:MCnc:Pt:Ser/Plas:Qn: | Enzymatic Photometric Assay
GLUT | GLUT-1 Immunostain, Technical Component Only | Order only;no result |  | Immunohistochemistry (IHC)
GLUTS | Glutamine Synthetase Immunostain, Technical Component Only | Order only;no result |  | Immunohistochemistry (IHC)
GLYCC | Glycine Receptor Alpha1 IgG, Cell Binding Assay, Spinal Fluid | 96497-3 | Glycine receptor alpha-1 subunit Ab.IgG:PrThr:Pt:CSF:Ord:CBA IFA | Live Cell-Binding Assay (LCBA)
GLYCF | Glycophorin A (CD235a) Immunostain, Technical Component Only | Order only;no result |  | Immunohistochemistry (IHC)
GLYCS | Glycine Receptor Alpha1 IgG, Cell Binding Assay, Serum | 96496-5 | Glycine receptor alpha-1 subunit Ab.IgG:PrThr:Pt:Ser:Ord:CBA IFA | Live Cell-Binding Assay (LCBA)
GLYP3 | Glypican-3 Immunostain, Technical Component Only | Order only;no result |  | Immunohistochemistry (IHC)
GMCSF | Granulocyte Monocyte-Colony Stimulating Factor, Plasma | 97054-1 | Granulocyte macrophage colony stimulating factor:MCnc:Pt:Ser/Plas:Qn: | Bead-Based Multiplex Immunoassay
GMILK | Goat's Milk, IgE, Serum | 7340-3 | Goat milk Ab.IgE:ACnc:Pt:Ser:Qn: | Fluorescence Enzyme Immunoassay (FEIA)
GNADM | Hereditary Thrombotic Thrombocytopenic Purpura, ADAMTS13 Gene, Next-Generation Sequencing, Varies | 99960-7 | ADAMTS13 gene full mutation analysis:Find:Pt:Bld/Tiss:Doc:Sequencing | Sequence Capture and Targeted Next-Generation Sequencing (NGS) followed by Polymerase Chain Reaction (PCR) and Sanger Sequencing
GNANG | Hereditary Angioedema Focused Gene Panel, Next-Generation Sequencing, Varies | 105329-7 | Hereditary angioedema multigene analysis:Find:Pt:Bld:Doc:Molgen | Sequence Capture and Targeted Next-Generation Sequencing (NGS) followed by Polymerase Chain Reaction (PCR) and Sanger Sequencing
GNANT | Antithrombin Deficiency, SERPINC1 Gene, Next-Generation Sequencing, Varies | 93814-2 | SERPINC1 gene full mutation analysis:Find:Pt:Bld/Tiss:Doc:Sequencing | Sequence Capture and Targeted Next-Generation Sequencing (NGS) followed by Polymerase Chain Reaction (PCR) and Sanger Sequencing
GNBLC | Bleeding Disorders, Comprehensive Gene Panel, Next-Generation Sequencing, Varies | 105330-5 | Hereditary bleeding disorders multigene analysis:Find:Pt:XXX:Doc:Molgen | Sequence Capture and Targeted Next-Generation Sequencing (NGS) followed by Polymerase Chain Reaction (PCR) and Sanger Sequencing
GNBLF | Bleeding Disorders, Focused Gene Panel, Next-Generation Sequencing, Varies | 105331-3 | Hereditary bleeding disorders factor and von Willebrand multigene analysis:Find:Pt:XXX:Doc:Molgen | Sequence Capture and Targeted Next-Generation Sequencing (NGS) followed by Polymerase Chain Reaction (PCR) and Sanger Sequencing
GNF11 | Hemophilia C (Factor XI Deficiency), F11 Gene, Next-Generation Sequencing, Varies | 94239-1 | F11 gene full mutation analysis:Find:Pt:Bld/Tiss:Doc:Sequencing | Sequence Capture and Targeted Next-Generation Sequencing (NGS) followed by Polymerase Chain Reaction (PCR) and Sanger Sequencing
GNF13 | Factor XIII Deficiency, F13A1 and F13B Genes, Next-Generation Sequencing, Varies | 92991-9 | F13A1 gene & F13B gene full mutation analysis:Find:Pt:Bld/Tiss:Doc:Sequencing | Sequence Capture and Targeted Next-Generation Sequencing followed by Polymerase Chain Reaction (PCR) and Sanger Sequencing
GNF7 | Factor VII Deficiency, F7 Gene, Next-Generation Sequencing, Varies | 94235-9 | F7 gene full mutation analysis:Find:Pt:Bld/Tiss:Doc:Sequencing | Sequence Capture and Targeted Next-Generation Sequencing (NGS) followed by Polymerase Chain Reaction (PCR) and Sanger Sequencing
GNFIB | Congenital Fibrinogen Disorders, FGA, FGB, and FGG Genes, Next-Generation Sequencing, Varies | 92992-7 | FGA gene & FGB gene & FGG gene full mutation analysis:Find:Pt:Bld/Tiss:Doc:Sequencing | Sequence Capture and Targeted Next-Generation Sequencing (NGS) followed by Polymerase Chain Reaction (PCR) and Sanger Sequencing
GNHMA | Hemophilia A, F8 Gene, Next-Generation Sequencing, Varies | 94234-2 | F8 gene full mutation analysis:Find:Pt:Bld/Tiss:Doc:Sequencing | Sequence Capture and Targeted Next-Generation Sequencing (NGS) followed by Polymerase Chain Reaction (PCR) and Sanger Sequencing
GNHMB | Hemophilia B, F9 Gene, Next-Generation Sequencing, Varies | 93811-8 | F9 gene full mutation analysis:Find:Pt:Bld/Tiss:Doc:Sequencing | Sequence Capture and Targeted Next-Generation Sequencing (NGS) followed by Polymerase Chain Reaction (PCR) and Sanger Sequencing
GNHTC | Hereditary Thrombocytopenia Gene Panel, Next-Generation Sequencing, Varies | 99970-6 | Hereditary thrombocytopenia multigene analysis:Find:Pt:Bld/Tiss:Doc:Molgen | Sequence Capture and Targeted Next-Generation Sequencing (NGS) followed by Polymerase Chain Reaction (PCR) and Sanger Sequencing
GNMTC | Macro/Microthrombocytopenia Gene Panel, Next-Generation Sequencing, Varies | 99970-6 | Hereditary thrombocytopenia multigene analysis:Find:Pt:Bld/Tiss:Doc:Molgen | Sequence Capture and Targeted Next-Generation Sequencing (NGS) followed by Polymerase Chain Reaction (PCR) and Sanger Sequencing
GNMY9 | MYH9-Related Disorders, MYH9 Gene, Next-Generation Sequencing, Varies | 105332-1 | MYH9 gene full mutation analysis:Find:Pt:Bld:Doc:Molgen | Sequence Capture and Targeted Next-Generation Sequencing (NGS) followed by Polymerase Chain Reaction (PCR) and Sanger Sequencing.
GNPFD | Platelet Function Defect Gene Panel, Next-Generation Sequencing, Varies | 105333-9 | Hereditary platelet function defect multigene analysis:Find:Pt:Bld:Doc:Molgen | Sequence Capture and Targeted Next-Generation Sequencing (NGS) followed by Polymerase Chain Reaction (PCR) and Sanger Sequencing
GNPLT | Platelet Disorders, Comprehensive Gene Panel, Next-Generation Sequencing, Varies | 105334-7 | Hereditary platelet disorders multigene analysis:Find:Pt:Bld/Tiss:Doc:Molgen | Sequence Capture and Targeted Next-Generation Sequencing (NGS) followed by Polymerase Chain Reaction (PCR) and Sanger Sequencing
GNPRC | Protein C Deficiency, PROC Gene, Next-Generation Sequencing, Varies | 93815-9 | PROC gene full mutation analysis:Find:Pt:Bld/Tiss:Doc:Sequencing | Sequence Capture and Targeted Next-Generation Sequencing (NGS) followed by Polymerase Chain Reaction (PCR) and Sanger Sequencing
GNPRS | Protein S Deficiency, PROS1 Gene, Next-Generation Sequencing, Varies | 92994-3 | PROS1 gene full mutation analysis:Find:Pt:Bld/Tiss:Doc:Sequencing | Sequence Capture and Targeted Next-Generation Sequencing (NGS) followed by Polymerase Chain Reaction (PCR) and Sanger Sequencing
GNSPD | Platelet Storage Pool Deficiency Gene Panel, Next-Generation Sequencing, Varies | 105335-4 | Hereditary platelet storage pool deficiency multigene analysis:Find:Pt:Bld:Doc:Molgen | Sequence Capture and Targeted Next-Generation Sequencing (NGS) followed by Polymerase Chain Reaction (PCR) and Sanger Sequencing
GNTHR | Thrombosis Disorders, Comprehensive Gene Panel, Next-Generation Sequencing, Varies | 105336-2 | Hereditary thrombosis disorders multigene analysis:Find:Pt:Bld:Doc:Molgen | Sequence Capture and Targeted Next-Generation Sequencing (NGS) followed by Polymerase Chain Reaction (PCR) and Sanger Sequencing
GNVWD | von Willebrand Disease, VWF and GP1BA Genes, Next-Generation Sequencing, Varies | 105337-0 | VWF and GP1BA gene mutation analysis:Find:Pt:XXX:Doc:Molgen | Sequence Capture and Targeted Next-Generation Sequencing (NGS) followed by Polymerase Chain Reaction (PCR) and Sanger Sequencing
GOAT | Goat Epithelium, IgE, Serum | 6127-5 | Goat epithelium Ab.IgE:ACnc:Pt:Ser:Qn: | Fluorescence Enzyme Immunoassay (FEIA)
GOOS | Goose Feathers, IgE, Serum | 6129-1 | Goose feather Ab.IgE:ACnc:Pt:Ser:Qn: | Fluorescence Enzyme Immunoassay (FEIA)
GP210 | GP210 Antibody, IgG, Serum | 96560-8 | Nuclear pore protein gp210 Ab:ACnc:Pt:Ser:Qn:IA | Enzyme-Linked Immunosorbent Assay (ELISA)
GPEA | Green Pea, IgE, Serum | 6204-2 | Pisum sativum Ab.IgE:ACnc:Pt:Ser:Qn: | Fluorescence Enzyme Immunoassay (FEIA)
GPEP | Green Pepper, IgE, Serum | 6852-8 | Pepper green Ab.IgE:ACnc:Pt:Ser:Qn: | Fluorescence Enzyme Immunoassay (FEIA)
GPI1 | Glucose Phosphate Isomerase Enzyme Activity, Blood | 44050-3 | Glucose phosphate isomerase:CCnt:Pt:RBC:Qn: | Kinetic Spectrophotometry (KS)
GPIC | Glucose Phosphate Isomerase Enzyme Activity, Blood | 44050-3 | Glucose phosphate isomerase:CCnt:Pt:RBC:Qn: | Only available as part of a profile. For more information see: -HAEV1 / Hemolytic Anemia Evaluation, Blood -EEEV1 / Red Blood Cell (RBC) Enzyme Evaluation, Blood Kinetic Spectrophotometry (KS)
GPSY | Glucopsychosine, Blood Spot | 92752-5 | Glucopsychosine:SCnc:Pt:Bld.dot:Qn: | Liquid Chromatography Tandem Mass Spectrometry (LC-MS/MS)
GPSYP | Glucopsychosine, Plasma | 92750-9 | Glucopsychosine:SCnc:Pt:Ser/Plas:Qn: | Liquid Chromatography Tandem Mass Spectrometry (LC-MS/MS)
GPSYW | Glucopsychosine, Blood | 92751-7 | Glucopsychosine:SCnc:Pt:Bld:Qn: | Liquid Chromatography Tandem Mass Spectrometry (LC-MS/MS)
GQ1ES | Ganglioside GQ1b Antibody, IgG, ELISA, Serum | 63254-7 | Ganglioside GQ1b Ab.IgG:PrThr:Pt:Ser:Ord:IA | Enzyme-Linked Immunosorbent Assay (ELISA)
GRANB | Granzyme B Immunostain, Technical Component Only | Order only;no result |  | Immunohistochemistry (IHC)
GRAP | Grape, IgE, Serum | 6841-1 | Vitis vinifera Ab.IgE:ACnc:Pt:Ser:Qn: | Fluorescence Enzyme Immunoassay (FEIA)
GRAS1 | Grass Panel # 1, Serum | 30189-5 | (Dactylis glomerata+Festuca elatior+Lolium perenne+Phleum pratense+Poa pratensis) Ab.IgE:ACnc:Pt:Ser:Qn:Multidisk | Fluorescence Enzyme Immunoassay (FEIA)
GRAS2 | Grass Panel # 2, Serum | 30188-7 | (Cynodon dactylon+Lolium perenne+Phleum pratense+Poa pratensis+Sorghum halepense+Paspalum notatum) Ab.IgE:ACnc:Pt:Ser:Qn:Multidisk | Fluorescence Enzyme Immunoassay (FEIA)
GRAS3 | Grass Panel # 3, Serum | 50654-3 | (Anthoxanthum odoratum+Lolium perenne+Phleum pratense+Secale cereale+Holcus lanatus) Ab.IgE:ACnc:Pt:Ser:Qn:Multidisk | Fluorescence Enzyme Immunoassay (FEIA)
GRFE | Greek Fennel, IgE, Serum | 19739-2 | Trigonella foenum-graecum Ab.IgE:ACnc:Pt:Ser:Qn: | Fluorescence Enzyme Immunoassay (FEIA)
GRFR | Grapefruit, IgE, Serum | 6131-7 | Citrus paradisis Ab.IgE:ACnc:Pt:Ser:Qn: | Fluorescence Enzyme Immunoassay (FEIA)
GRH | Growth Hormone Immunostain, Technical Component Only | Order only;no result |  | Immunohistochemistry (IHC)
GRW | Giant Ragweed, IgE, Serum | 6124-2 | Ambrosia trifida Ab.IgE:ACnc:Pt:Ser:Qn: | Fluorescence Enzyme Immunoassay (FEIA)
GSDGP | Glycogen Storage Disease Gene Panel, Varies | 105261-2 | Glycogen storage disease multigene analysis:Find:Pt:Bld/Tiss:Doc:Molgen | Sequence Capture and Targeted Next-Generation Sequencing followed by Polymerase Chain Reaction (PCR) and Sanger Sequencing.
GSH | Glutathione, Blood | 2383-8 | Glutathione:MCnc:Pt:RBC:Qn: | Kinetic Spectrophotometry (KS)
GSTB | Green String Bean, IgE, Serum | 6831-2 | Bean green Ab.IgE:ACnc:Pt:Ser:Qn: | Fluorescence Enzyme Immunoassay (FEIA)
GUIN | Guinea Pig Epithelium, IgE, Serum | 6134-1 | Guinea pig epithelium Ab.IgE:ACnc:Pt:Ser:Qn: | Fluorescence Enzyme Immunoassay (FEIA)
GUM | Gum Arabic, IgE, Serum | 7382-5 | Gum arabic Ab.IgE:ACnc:Pt:Ser:Qn: | Fluorescence Enzyme Immunoassay (FEIA)
GUSBB | Beta-Glucuronidase, Blood Spot | 79457-8 | Beta glucuronidase:CCnc:Pt:Bld.dot:Qn: | Liquid Chromatography Tandem Mass Spectrometry (LC-MS/MS)
GUSBW | Beta-Glucuronidase, Leukocytes | 24065-5 | Beta glucuronidase:CCnt:Pt:WBC:Qn: | Liquid Chromatography Tandem Mass Spectrometry (LC-MS/MS)
H2BR | HER2 Amplification Associated with Breast Cancer, FISH, Tissue | 96893-3 | ERBB2 gene duplication:Find:Pt:Tumor:Doc:FISH | Fluorescence In Situ Hybridization (FISH)
H2GE | HER2 Amplification Associated with Gastroesophageal Cancer, FISH, Tissue | 96893-3 | ERBB2 gene duplication:Find:Pt:Tumor:Doc:FISH | Fluorescence In Situ Hybridization (FISH)
H2MT | HER2 Amplification, Miscellaneous Tumor, FISH, Tissue | 96893-3 | ERBB2 gene duplication:Find:Pt:Tumor:Doc:FISH | Fluorescence In Situ Hybridization (FISH)
HAD | Huntington Disease, Molecular Analysis, Varies | 21763-8 | HTT gene.CAG repeats:PrThr:Pt:Bld/Tiss:Ord:Molgen | Polymerase Chain Reaction (PCR)
HAEVI | Hemolytic Anemia Interpretation | 59466-3 | Hematologist review:Imp:Pt:XXX:Nar: | Only orderable as part of a profile. For more information see HAEV1 / Hemolytic Anemia Evaluation, Blood. Medical Interpretation
HAIGM | Hepatitis A Virus IgM Antibody, Serum | 13950-1 | Hepatitis A virus Ab.IgM:PrThr:Pt:Ser/Plas:Ord:IA | Electrochemiluminescence Immunoassay (ECLIA)
HAKE | Hake, Fish, IgE, Serum | 19741-8 | Merluccius merluccius Ab.IgE:ACnc:Pt:Ser:Qn: | Fluorescence Enzyme Immunoassay (FEIA)
HALI | Halibut, IgE, Serum | 6842-9 | Hippoglossus hippoglossus Ab.IgE:ACnc:Pt:Ser:Qn: | Fluorescence Enzyme Immunoassay (FEIA)
HALO | Haloperidol, Serum | 87550-0 | Haloperidol & haloperidol.reduced panel:-:Pt:Ser/Plas:Qn: | Liquid Chromatography Tandem Mass Spectrometry (LC-MS/MS)
HAPT | Haptoglobin, Serum | 46127-7 | Haptoglobin:MCnc:Pt:Ser/Plas:Qn:Nephelometry | Nephelometry
HAVTA | Hepatitis A Virus Total Antibodies, Serum | 13951-9 | Hepatitis A virus Ab:PrThr:Pt:Ser:Ord:IA | Electrochemiluminescence Immunoassay (ECLIA)
HAZ | Hazelnut-Tree, IgE, Serum | 6137-4 | Corylus avellana pollen Ab.IgE:ACnc:Pt:Ser:Qn: | Fluorescence Enzyme Immunoassay (FEIA)
HBA1C | Hemoglobin A1c, Blood | 4548-4 | Hemoglobin A1c/Hemoglobin.total:MFr:Pt:Bld:Qn: | Ion-Exchange High-Performance Liquid Chromatography (HPLC)
HBAB | Hepatitis B Virus Surface Antibody, Qualitative/Quantitative, Serum | 5193-8 | Hepatitis B virus surface Ab:ACnc:Pt:Ser/Plas:Qn:IA | Electrochemiluminescence Immunoassay (ECLIA)
HBABP | Hepatitis B Virus Surface Antibody Prenatal, Qualitative/Quantitative, Serum | 5193-8 | Hepatitis B virus surface Ab:ACnc:Pt:Ser/Plas:Qn:IA | Electrochemiluminescence Immunoassay (ECLIA)
HBABT | Hepatitis B Virus Surface Antibody Monitor, Post-Transplant, Serum | 5193-8 | Hepatitis B virus surface Ab:ACnc:Pt:Ser/Plas:Qn:IA | Electrochemiluminescence Immunoassay (ECLIA)
HBABY | Hepatitis B Virus Perinatal Exposure Follow-up Panel, Serum | 77190-7 | Hepatitis B virus core & surface Ab & surface Ag panel:-:-:Ser:-: | Electrochemiluminescence Immunoassay (ECLIA)
HBAG | Hepatitis B Virus Surface Antigen, Serum | 5196-1 | Hepatitis B virus surface Ag:PrThr:Pt:Ser/Plas:Ord:IA | Electrochemiluminescence Immunoassay (ECLIA)
HBAGP | Hepatitis B Virus Surface Antigen Prenatal, Serum | 5196-1 | Hepatitis B virus surface Ag:PrThr:Pt:Ser/Plas:Ord:IA | Electrochemiluminescence Immunoassay (ECLIA)
HBAGQ | Hepatitis B Virus Surface Antigen, Quantitative, Serum | 63557-3 | Hepatitis B virus surface Ag:ACnc:Pt:Ser/Plas:Qn:IA | Chemiluminescent Enzyme Immunoassay
HBBSN | Hepatitis B Virus Surface Antibody Screen, Qualitative/Quantitative, Serum | 5193-8 | Hepatitis B virus surface Ab:ACnc:Pt:Ser/Plas:Qn:IA | Electrochemiluminescence Immunoassay (ECLIA)
HBC | Hepatitis B Virus Core Total Antibodies, Serum | 13952-7 | Hepatitis B virus core Ab:PrThr:Pt:Ser/Plas:Ord:IA | Electrochemiluminescence Immunoassay (ECLIA)
HBCPR | Hepatitis B Virus Core Total Antibodies Prenatal, Serum | 13952-7 | Hepatitis B virus core Ab:PrThr:Pt:Ser/Plas:Ord:IA | Electrochemiluminescence Immunoassay (ECLIA)
HBCRQ | Hepatitis B Virus Core-Related Antigen, Quantitative, Serum | 97152-3 | Hepatitis B virus core+little e+p22cr Ag:ACnc:Pt:Ser/Plas:Qn:IA | Chemiluminescent Enzyme Immunoassay
HBCSN | Hepatitis B Virus Core Total Antibodies Screen, Serum | 13952-7 | Hepatitis B virus core Ab:PrThr:Pt:Ser/Plas:Ord:IA | Electrochemiluminescence Immunoassay (ECLIA)
HBEA | Hornbeam, IgE, Serum | 7416-1 | Carpinus betulus Ab.IgE:ACnc:Pt:Ser:Qn: | Fluorescence Enzyme Immunoassay (FEIA)
HBEL1 | Hemoglobin Electrophoresis Evaluation, Blood | 94538-6 | Hemoglobin HPLC & electrophoresis panel:-:Pt:Bld:-: | HBELI, HBEL0: Medical Interpretation HGBCE: Capillary Electrophoresis HPLC: Cation Exchange/High-Performance Liquid Chromatography (HPLC) IEF: Isoelectric Focusing MASS: Mass Spectrometry (MS) HPFH: Flow Cytometry UNHB: Isopropanol and Heat Stability
HBGSN | Hepatitis B Virus Surface Antigen Screen, Serum | 5196-1 | Hepatitis B virus surface Ag:PrThr:Pt:Ser/Plas:Ord:IA | Electrochemiluminescence Immunoassay (ECLIA)
HBIM | Hepatitis B Virus Core IgM Antibody, Serum | 24113-3 | Hepatitis B virus core Ab.IgM:PrThr:Pt:Ser/Plas:Ord:IA | Electrochemiluminescence Immunoassay (ECLIA)
HBME | Mesothelial Cell (HBME-1) Immunostain, Technical Component Only | Order only;no result |  | Immunohistochemistry (IHC)
HBNTP | Hepatitis B Virus Surface Antigen Confirmation, Prenatal, Serum | 7905-3 | Hepatitis B virus surface Ag:PrThr:Pt:Ser/Plas:Ord:Neut | Only orderable as a reflex. For more information see HBAGP / Hepatitis B Virus Surface Antigen Prenatal, Serum. Electrochemiluminescence Immunoassay (ECLIA)
HBOCZ | BRCA1/BRCA2 Genes, Full Gene Analysis, Varies | 94191-4 | BRCA1+BRCA2 gene deletion+duplication & full mutation analysis:Find:Pt:Bld/Tiss:Doc:Molgen | Sequence Capture and Targeted Next-Generation Sequencing followed by Polymerase Chain Reaction (PCR) and Sanger Sequencing
HBPES | Hepatitis B Virus Past Exposure Panel, Serum | 77190-7 | Hepatitis B virus core & surface Ab & surface Ag panel:-:-:Ser:-: | Electrochemiluminescence Immunoassay (ECLIA)
HBRP | Histoplasma capsulatum/Blastomyces species, Molecular Detection, PCR, Varies | 81653-8 | Blastomyces dermatitidis drk1 & Histoplasma capsulatum gapdh genes:Prid:Pt:XXX:Nom:Probe.amp.tar | Real-Time Polymerase Chain Reaction (PCR)
HBV | Honeybee Venom, IgE, Serum | 6844-5 | Apis mellifera Ab.IgE:ACnc:Pt:Ser:Qn: | Fluorescence Enzyme Immunoassay (FEIA)
HBVQN | Hepatitis B Virus (HBV) DNA Detection and Quantification by Real-Time PCR, Serum | 42595-9 | Hepatitis B virus DNA:ACnc:Pt:Ser/Plas:Qn:Probe.amp.tar | Real-Time Polymerase Chain Reaction (PCR)
HCCAD | Hepatitis C Virus Antibody Screen, Cadaveric or Hemolyzed Specimens, Asymptomatic, Serum | 13955-0 | Hepatitis C virus Ab:PrThr:Pt:Ser/Plas:Ord:IA | Enzyme Immunoassay (EIA)
HCCDD | Hepatitis C Virus Antibody, Cadaveric or Hemolyzed Specimens, Symptomatic, Serum | 13955-0 | Hepatitis C virus Ab:PrThr:Pt:Ser/Plas:Ord:IA | Enzyme Immunoassay (EIA)
HCCGS | Hepatocellular Carcinoma Risk Panel with GALAD Score, Serum | 96452-8 | Hepatocellular carcinoma risk panel:-:Pt:Ser/Plas:-: | L3AFP and DCP: Isotachophoresis with Laser-Induced Fluorescence GAL1: Calculation
HCG | Human Chorionic Gonadotropin (hCG) Immunostain, Technical Component Only | Order only;no result |  | Immunohistochemistry (IHC)
HCHLG | Hypercholesterolemia Gene Panel, Varies | 51966-0 | Genetic disease DNA analysis panel:-:Pt:Bld/Tiss:-:Molgen | Sequence Capture and Targeted Next-Generation Sequencing (NGS) followed by Polymerase Chain Reaction (PCR) and Sanger Sequencing.
HCMGG | Hypertrophic Cardiomyopathy Gene Panel, Varies | 81860-9 | Hypertrophic cardiomyopathy gene targeted mutation analysis:Find:Pt:Bld/Tiss:Doc:Sequencing | Sequence Capture and Targeted Next-Generation Sequencing followed by Polymerase Chain Reaction (PCR) and Sanger Sequencing
HCMM | Homocysteine (Total), Methylmalonic Acid, and Methylcitric Acid, Blood Spot | 100765-7 | Homocysteine & Methylmalonate & 2-Methylcitrate panel:-:Pt:Bld.dot:-: | Liquid Chromatography Tandem Mass Spectrometry (LC-MS/MS)
HCO3 | Bicarbonate, Serum | 1963-8 | Bicarbonate:SCnc:Pt:Ser/Plas:Qn: | Photometric/Enzymatic
HCQ | Hydroxychloroquine, Serum | 3684-8 | Hydroxychloroquine:MCnc:Pt:Ser/Plas:Qn: | Liquid Chromatography Tandem Mass Spectrometry (LC-MS/MS)
HCSRN | Hepatitis C Virus (HCV) Antibody Screen with Reflex to HCV RNA, PCR, Asymptomatic, Serum | 40726-2 | Hepatitis C virus Ab.IgG:PrThr:Pt:Ser/Plas:Ord:IA | Electrochemiluminescence Immunoassay (ECLIA)
HCVDR | Hepatitis C Virus Genotypic Antiviral Drug Resistance, Serum | 82525-7 | Hepatitis C virus genotype & drug resistance panel:-:Pt:Isolate+Ser:-: | Polymerase Chain Reaction (PCR) followed by Next-Generation Sequencing
HCVDX | Hepatitis C Virus (HCV) Antibody with Reflex to HCV RNA, PCR, Symptomatic, Serum | 40726-2 | Hepatitis C virus Ab.IgG:PrThr:Pt:Ser/Plas:Ord:IA | Electrochemiluminescence Immunoassay (ECLIA)
HCVG | Hepatitis C Virus Genotype, Serum | 32286-7 | Hepatitis C virus genotype:Prid:Pt:Ser/Plas:Nom:Probe.amp.tar | Reverse Transcriptase Polymerase Chain Reaction (RT-PCR) followed by Hybridization with Sequence-Specific, Fluorescent-Labeled Oligonucleotide Probes
HCVL | Hepatitis C Virus Antibody Confirmation, Serum | 40726-2 | Hepatitis C virus Ab.IgG:PrThr:Pt:Ser/Plas:Ord:IA | Line Immunoassay (LIA)
HCVQG | Hepatitis C Virus (HCV) RNA Quantification with Reflex to HCV Genotype, Serum | 11011-4 | Hepatitis C virus RNA:ACnc:Pt:Ser/Plas:Qn:Probe.amp.tar | HCVQG: Real-Time Reverse Transcription-Polymerase Chain Reaction (RT-PCR) HCVG, HCVGR: RT-PCR followed by Hybridization with Sequence-Specific, Fluorescent-Labeled Oligonucleotide Probes
HCVQN | Hepatitis C Virus (HCV) RNA Detection and Quantification by Real-Time Reverse Transcription-PCR, Serum | 11011-4 | Hepatitis C virus RNA:ACnc:Pt:Ser/Plas:Qn:Probe.amp.tar | Real-Time Reverse Transcription-Polymerase Chain Reaction (RT-PCR)
HCVRP | Hepatitis C Virus (HCV) RNA Detection and Quantification, Real-Time Reverse Transcription-PCR, Prenatal, Serum | 11011-4 | Hepatitis C virus RNA:ACnc:Pt:Ser/Plas:Qn:Probe.amp.tar | Real-Time Reverse Transcription-Polymerase Chain Reaction (RT-PCR)
HCVSP | Hepatitis C Virus (HCV) Antibody Screen Prenatal, Serum | 40726-2 | Hepatitis C virus Ab.IgG:PrThr:Pt:Ser/Plas:Ord:IA | Electrochemiluminescence Immunoassay (ECLIA)
HCYSP | Homocysteine, Total, Plasma | 13965-9 | Homocysteine:SCnc:Pt:Ser/Plas:Qn: | Liquid Chromatography Tandem Mass Spectrometry (LC-MS/MS)
HCYSS | Homocysteine, Total, Serum | 13965-9 | Homocysteine:SCnc:Pt:Ser/Plas:Qn: | Liquid Chromatography Tandem Mass Spectrometry (LC-MS/MS)
HD1 | House Dust Panel, Serum | 37987-5 | (Blatella germanica+Dermatophagoides farinae+Dermatophagoides pteronyssinus+House dust Hollister Stier) Ab.IgE:ACnc:Pt:Ser:Qn:Multidisk | Fluorescence Enzyme Immunoassay (FEIA)
HDCH | Cholesterol, High-Density Lipoprotein (HDL), Serum | 2085-9 | Cholesterol.in HDL:MCnc:Pt:Ser/Plas:Qn: | Enzymatic Colorimetric
HDG | House Dust/Greer Lab, IgE, Serum | 9828-5 | House dust Greer Ab.IgE:ACnc:Pt:Ser:Qn: | Fluorescence Enzyme Immunoassay (FEIA)
HDHS | House Dust/H-S Lab, IgE, Serum | 7425-2 | House dust Hollister Stier Ab.IgE:ACnc:Pt:Ser:Qn: | Fluorescence Enzyme Immunoassay (FEIA)
HE4 | Human Epididymis Protein 4, Serum | 55180-4 | Human epididymis protein 4:SCnc:Pt:Ser/Plas:Qn: | Electrochemiluminescence Immunoassay (ECLIA)
HEAB | Hepatitis B Virus e Antibody, Serum | 33463-1 | Hepatitis B virus little e Ab.IgG:PrThr:Pt:Ser:Ord:IA | Electrochemiluminescence Immunoassay (ECLIA)
HEAG | Hepatitis B Virus e Antigen and Hepatitis B Virus e Antibody, Serum | 77176-6 | Hepatitis B virus little e Ag & Ab panel:-:Pt:Ser:-: | Electrochemiluminescence Immunoassay (ECLIA)
HELIS | Helicobacter pylori Culture with Antimicrobial Susceptibilities, Varies | 587-6 | Helicobacter pylori:PrThr:Pt:XXX:Ord:Organism specific culture | Conventional Culture Technique with Minimal Inhibitory Concentration (MIC) (Agar Dilution or Broth Microdilution or Gradient Diffusion) or Disk Diffusion if appropriate
HELM | Helminthosporium halodes, IgE, Serum | 6138-2 | Setomelanomma rostrata Ab.IgE:ACnc:Pt:Ser:Qn: | Fluorescence Enzyme Immunoassay (FEIA)
HEMB | Hemoglobin (Hb) Immunostain, Technical Component Only | Order only;no result |  | Immunohistochemistry (IHC)
HEMP | Hereditary Erythrocytosis Mutations, Whole Blood | 105351-1 | Hereditary erythrocytosis multigene analysis:Find:Pt:Bld/Tiss:Doc:Molgen | Polymerase Chain Reaction (PCR) Amplification/Sanger Sequence Analysis
HEPAT | Hepatocyte Immunostain, Technical Component Only | Order only;no result |  | Immunohistochemistry (IHC)
HEPBC | Hepatitis B Core (HBc) Immunostain, Technical Component Only | Order only;no result |  | Immunohistochemistry (IHC)
HEPBS | Hepatitis B Surface (HBs) Antigen Immunostain, Technical Component Only | Order only;no result |  | Immunohistochemistry (IHC)
HEPI | Hamster Epithelium, IgE, Serum | 6135-8 | Hamster epithelium Ab.IgE:ACnc:Pt:Ser:Qn: | Fluorescence Enzyme Immunoassay (FEIA)
HEPTP | Heparin Anti-Xa, Plasma | 3274-8 | Heparin.unfractionated:ACnc:Pt:PPP:Qn:Chromo | Chromogenic Method
HER2I | HER2 Immunostain, Technical Component Only | Order only;no result |  | Immunohistochemistry (IHC)
HERGM | HER2, Gastric/Esophageal, Semi-Quantitative Immunohistochemistry, Manual | Obsolete |  | Ventana Pathway Immunoperoxidase Stain with Manual Semi-Quantitative Immunohistochemistry
HERGN | HER2, Gastric/Esophageal, Semi-Quantitative Immunohistochemistry, Manual, No Reflex | Obsolete |  | Ventana Pathway Immunoperoxidase Stain with Manual Semi-Quantitative Immunohistochemistry
HERMB | HER2, Breast, Semi-Quantitative Immunohistochemistry, Manual with HER2 FISH Reflex | 85319-2 | HER2:PrThr:Pt:Breast cancer specimen:Ord:Immune stain | Immunoperoxidase Stain with Manual Quantitative Immunohistochemistry (IHC)
HERR | Herring, IgE, Serum | 6139-0 | Clupea harengus Ab.IgE:ACnc:Pt:Ser:Qn: | Fluorescence Enzyme Immunoassay (FEIA)
HEVG | Hepatitis E Virus IgG Antibody, Serum | 49693-5 | Hepatitis E virus Ab.IgG:PrThr:Pt:Ser:Ord:IA | Enzyme Immunoassay (EIA)
HEVM | Hepatitis E Virus IgM Antibody Screen with Reflex to Confirmation, Serum | 14212-5 | Hepatitis E virus Ab.IgM:PrThr:Pt:Ser:Ord: | Enzyme Immunoassay (EIA)
HEVML | Hepatitis E Virus IgM Antibody Confirmation, Serum | 14212-5 | Hepatitis E virus Ab.IgM:PrThr:Pt:Ser:Ord: | Line Immunoassay (LIA)
HEVQU | Hepatitis E Virus RNA Detection and Quantification, Real-Time RT-PCR, Serum | 69961-1 | Hepatitis E virus RNA:ACnc:Pt:Ser/Plas:Qn:Probe.amp.tar | Real-Time Reverse Transcriptase-Polymerase Chain Reaction (RT-PCR)
HEX4 | Glucotetrasaccharides, Random, Urine | 53868-6 | Glucose tetrasaccharide/Creatinine:SRto:Pt:Urine:Qn: | Liquid Chromatography Tandem Mass Spectrometry (LC-MS/MS)
HEXAZ | Tay-Sachs Disease, HEXA Gene, Full Gene Analysis, Varies | 76033-0 | HEXA gene full mutation analysis:Find:Pt:Bld/Tiss:Doc:Sequencing | Polymerase Chain Reaction (PCR) Amplification/DNA Sequencing
HEXBZ | Sandhoff Disease, HEXB Gene, Full Gene Analysis, Varies | 76029-8 | HEXB gene full mutation analysis:Find:Pt:Bld/Tiss:Doc:Sequencing | Sequence Capture and Targeted Next-Generation Sequencing followed by Polymerase Chain Reaction (PCR) and Sanger Sequencing
HEXLA | Hexagonal Lupus Anticoagulant, Plasma | 96267-0 | Delta coagulation surface induced.hexagonal phase phospholipid:TimeDif:Pt:PPP:Qn:Coag | Only orderable as part of a reflex. For more information see: ALUPP / Lupus Anticoagulant Profile, Plasma ACBL / Bleeding Diathesis Profile, Comprehensive, Plasma ALBLD / Bleeding Diathesis Profile, Limited, Plasma AATHR / Thrombophilia Profile, Plasma and Whole Blood APROL / Prolonged Clot Time Profile, Plasma ADIC / Disseminated Intravascular Coagulation/Intravascular Coagulation and Fibrinolysis (DIC/ICF) Profile, Plasma Spectrophotometric
HEXP | Iohexol, Plasma | 93974-4 | Iohexol:MCnc:Pt:Ser/Plas:Qn: | Liquid Chromatography Tandem Mass Spectrometry (LC-MS/MS)
HEXU | Iohexol, Timed Collection, Urine | 93973-6 | Iohexol:MCnc:Pt:Urine:Qn: | Liquid Chromatography Tandem Mass Spectrometry (LC-MS/MS)
HFAOP | Fatty Acid Oxidation Gene Panel, Varies | 105353-7 | Fatty acid oxidation multigene analysis:Find:Pt:Bld/Tiss:Doc:Molgen | Sequence Capture and Targeted Next-Generation Sequencing (NGS) followed by Polymerase Chain Reaction (PCR) and Sanger Sequencing
HFET | Hereditary Hemochromatosis, HFE Variant Analysis, Varies | 34519-9 | HFE gene targeted mutation analysis:Find:Pt:Bld/Tiss:Doc:Molgen | Droplet Digital Polymerase Chain Reaction (ddPCR)
HFSF | Horsefly/Stablefly, IgE, Serum | 6144-0 | Tabanus spp Ab.IgE:ACnc:Pt:Ser:Qn: | Fluorescence Enzyme Immunoassay (FEIA)
HFWET | Hematopathology Consult, MCL | 60570-9 | Consultation note:Find:Pt:{Setting}:Doc:Pathology | Medical Interpretation
HG | Mercury, Blood | 5685-3 | Mercury:MCnc:Pt:Bld:Qn: | Triple Quadrupole Inductively Coupled Plasma Mass Spectrometry (ICP-MS/MS)
HG34W | Histone 3.3 G34W (H3F3A G34W) Immunostain, Technical Component Only | Order only;no result |  | Immunohistochemistry (IHC)
HGB | Hemoglobin, Blood | 718-7 | Hemoglobin:MCnc:Pt:Bld:Qn: | Sodium Lauryl Sulfate (SLS) Hemoglobin Method
HGBCE | Hemoglobin Variant, A2 and F Quantitation, Blood | 43113-0 | Hemoglobin panel:-:Pt:Bld:Qn:Electrophoresis | Capillary Electrophoresis
HGCU | Mercury/Creatinine Ratio, Random, Urine | 13465-0 | Mercury/Creatinine:MRto:Pt:Urine:Qn: | Only orderable as part of profile. For more information see: -HGUCR / Mercury/Creatinine Ratio, Random, Urine -HMUCR / Heavy Metal/Creatinine Ratio, with Reflex, Random Urine. Triple-Quadrupole Inductively Coupled Plasma Mass Spectrometry (ICP-MS/MS)
HGEM | Hydroxyglutaric Acids, Glutaric Acid, Ethylmalonic Acid, and Methylsuccinic Acid, Blood Spot | 92672-5 | Hydroxyglutarates & Glutarate & Ethylmalonate & Methylsuccinate panel:-:Pt:Bld.dot:Qn: | Liquid Chromatography Tandem Mass Spectrometry (LC-MS/MS)
HGEMP | Hydroxyglutaric Acids, Glutaric Acid, Ethylmalonic Acid, and Methylsuccinic Acid, Plasma | 92673-3 | Hydroxyglutarates & Glutarate & Ethylmalonate & Methylsuccinate panel:-:Pt:Ser/Plas:Qn: | Liquid Chromatography Tandem Mass Spectrometry (LC-MS/MS)
HGEMS | Hydroxyglutaric Acids, Glutaric Acid, Ethylmalonic Acid, and Methylsuccinic Acid, Serum | 92673-3 | Hydroxyglutarates & Glutarate & Ethylmalonate & Methylsuccinate panel:-:Pt:Ser/Plas:Qn: | Liquid Chromatography Tandem Mass Spectrometry (LC-MS/MS)
HGH | Growth Hormone, Serum | 2963-7 | Somatotropin:MCnc:Pt:Ser/Plas:Qn: | Immunoenzymatic Assay
HGHAR | Mercury, Hair | 5686-1 | Mercury:MCnt:Pt:Hair:Qn: | Inductively Coupled Plasma-Mass Spectrometry (ICP-MS)
HGNA | Mercury, Nails | 8204-0 | Mercury:MCnt:Pt:Nail:Qn: | Inductively Coupled Plasma-Mass Spectrometry (ICP-MS)
HGOU | Mercury Occupational Exposure, Random, Urine | 13465-0 | Mercury/Creatinine:MRto:Pt:Urine:Qn: | Only orderable as part of a profile. For more information see: -HGUOE/ Mercury Occupational Exposure, Random, Urine -HMUOE / Heavy Metal Occupational Exposure, with Reflex, Random, Urine Triple-Quadrupole Inductively Coupled Plasma Mass Spectrometry (ICP-MS/MS)
HGU | Mercury, 24 Hour, Urine | 6693-6 | Mercury:MRat:24H:Urine:Qn: | Triple-Quadrupole Inductively Coupled Plasma Mass Spectrometry (ICP-MS/MS)
HGUCR | Mercury/Creatinine Ratio, Random, Urine | 13465-0 | Mercury/Creatinine:MRto:Pt:Urine:Qn: | HGCU: Triple-Quadrupole Inductively Coupled Plasma Mass Spectrometry (ICP-MS/MS) CRETR: Enzymatic Colorimetric Assay
HGUOE | Mercury Occupational Exposure, Random, Urine | 13465-0 | Mercury/Creatinine:MRto:Pt:Urine:Qn: | HGOU: Triple-Quadrupole Inductively Coupled Plasma Mass Spectrometry (ICP-MS/MS) CRETR: Enzymatic Colorimetric Assay
HHTGG | Hereditary Hemorrhagic Telangiectasia and Vascular Malformations Gene Panel, Varies | 51966-0 | Genetic disease DNA analysis panel:-:Pt:Bld/Tiss:-:Molgen | Sequence Capture and Targeted Next-Generation Sequencing followed by Polymerase Chain Reaction (PCR) and Sanger Sequencing
HHV6 | Human Herpesvirus-6, Molecular Detection, PCR, Plasma | 29495-9 | Herpes virus 6 DNA:PrThr:Pt:XXX:Ord:Probe.amp.tar | Real-Time Polymerase Chain Reaction (PCR)/DNA Probe Hybridization
HHV6V | Human Herpesvirus-6, Molecular Detection, PCR, Spinal Fluid | 33942-4 | Herpes virus 6 DNA:PrThr:Pt:CSF:Ord:Probe.amp.tar | Real-Time Polymerase Chain Reaction (PCR)/DNA Probe Hybridization
HIAA | 5-Hydroxyindoleacetic Acid, 24 Hour, Urine | 1695-6 | 5-Hydroxyindoleacetate:MRat:24H:Urine:Qn: | Liquid Chromatography Tandem Mass Spectrometry (LC-MS/MS)
HIAAP | 5-Hydroxyindoleacetic Acid, Plasma | 1693-1 | 5-Hydroxyindoleacetate:MCnc:Pt:Ser/Plas:Qn: | Liquid Chromatography Tandem Mass Spectrometry (LC-MS/MS)
HIAAR | 5-Hydroxyindoleacetic Acid, Random, Urine | 11145-0 | 5-Hydroxyindoleacetate/Creatinine:MRto:Pt:Urine:Qn: | Liquid Chromatography Tandem Mass Spectrometry (LC-MS/MS)
HIBAG | Histoplasma and Blastomyces Antigen, Enzyme Immunoassay, Serum | 101587-4 | Histoplasma capsulatum+Blastomyces dermatitidis Ag panel:-:Pt:Ser/Plas:-: | Enzyme Immunoassay (EIA)
HIBC | Histoplasma/Blastomyces Panel, Spinal Fluid | 91683-3 | Histoplasma capsulatum H & M Ab & Blastomyces dermatitidis Ab panel:-:Pt:CSF:-: | HICSF: Complement Fixation (CF)/Immunodiffusion (ID) CBL: Immunodiffusion (ID)
HIBSG | Haemophilus influenzae Type B Antibody, IgG, Serum | 11257-3 | Haemophilus influenzae B Ab.IgG:MCnc:Pt:Ser:Qn:IA | Enzyme Immunoassay (EIA)
HICSF | Histoplasma Antibody Complement Fixation and Immunodiffusion, Spinal Fluid | 91684-1 | Histoplasma capsulatum H & M Ab panel:-:Pt:CSF:-: | Complement Fixation (CF)/Immunodiffusion (ID)
HIESG | Hyper-IgE Syndrome Gene Panel, Varies | 103740-7 | Hyper igE syndrome multigene analysis:Find:Pt:XXX:Doc:Molgen | Sequence Capture and Targeted Next-Generation Sequencing (NGS)
HIF2A | Hypoxia-Inducible Factor Alpha (EPAS1/HIF2A) Gene, Exons 9 and 12 Sequencing, Whole Blood | 103953-6 | HIF2A gene targeted mutation analysis:Find:Pt:Bld:Doc:Molgen | Only orderable as part of a profile. For more information see HEMP / Hereditary Erythrocytosis Mutations. Polymerase Chain Reaction (PCR) Amplification/Sanger Sequence Analysis
HIP12 | HIV-1/HIV-2 RNA Detection, Plasma | 96557-4 | HIV 1 & 2 RNA panel:-:Pt:Ser/Plas:-:Probe.amp.tar | Real-Time Reverse Transcription-Polymerase Chain Reaction (RT-PCR)
HIPA | Hippuric Acid, Urine | Not Provided |  | Colorimetry (C) High Performance Liquid Chromatography/Tandem Mass Spectrometry (LC-MS/MS)
HIQDR | HIV-1 RNA Quantification with Reflex to Genotypic Drug Resistance to Reverse Transcriptase, Protease, and Integrase Inhibitors, Plasma | 70241-5 | HIV 1 RNA:NCnc:Pt:Plas:Qn:Probe.amp.tar detection limit = 20 copies/mL | Real-Time Reverse Transcription-Polymerase Chain Reaction (RT-PCR)
HIQNP | HIV-1 RNA Detection and Quantification, Prenatal, Plasma | 70241-5 | HIV 1 RNA:NCnc:Pt:Plas:Qn:Probe.amp.tar detection limit = 20 copies/mL | Real-Time Reverse Transcription-Polymerase Chain Reaction (RT-PCR)
HIS12 | HIV-1/HIV-2 RNA Detection, Serum | 96557-4 | HIV 1 & 2 RNA panel:-:Pt:Ser/Plas:-:Probe.amp.tar | Real-Time Reverse Transcription-Polymerase Chain Reaction (RT-PCR)
HISER | Histoplasma Antibody Complement Fixation and Immunodiffusion, Serum | 90227-0 | Histoplasma capsulatum H & M Ab panel:-:Pt:Ser:-: | Complement Fixation (CF)/Immunodiffusion (ID)
HISGT | Histone Genes Mutation Analysis, Next-Generation Sequencing, Tumor | 104062-5 | HISGT Histone genes targeted mutation analysis:Find:Pt:Tumor:Doc:Molgen | Sequence Capture Next-Generation Sequencing (NGS)
HISME | Histone H3 Trimethyl K27 Immunostain, Technical Component Only | Order only;no result |  | Immunohistochemistry (IHC)
HITIG | Heparin-PF4 IgG Antibody, Serum | 73818-7 | Platelet factor 4 heparin complex induced Ab.IgG:OD:Pt:Ser/Plas:Qn:IA | Enzyme-Linked Immunosorbent Assay (ELISA)
HIVDI | HIV-1 and HIV-2 Antibody Confirmation and Differentiation, Serum | 89365-1 | HIV 1 & 2 Ab panel:-:Pt:Ser/Plas/Bld:-:IA.rapid | Rapid Immunochromatographic Assay
HIVDR | HIV-1 Genotypic Drug Resistance to Reverse Transcriptase, Protease, and Integrase Inhibitors, Plasma | 90901-0 | HIV 1 RNA reverse transcriptase & protease & integrase gene:Seq:Pt:Ser/Plas/Bld:Nom:Sequencing | Reverse Transcription Polymerase Chain Reaction (RT-PCR) followed by Targeted Next-Generation Sequencing (NGS)
HIVDS | HIV-1 and HIV-2 Antigen and Antibody Diagnostic Evaluation, Serum | 56888-1 | HIV 1+2 Ab+HIV1 p24 Ag:PrThr:Pt:Ser/Plas:Ord:IA | Electrochemiluminescence Immunoassay (ECLIA)
HIVDX | HIV-1 and HIV-2 Antigen and Antibody Diagnostic Evaluation, Plasma | 56888-1 | HIV 1+2 Ab+HIV1 p24 Ag:PrThr:Pt:Ser/Plas:Ord:IA | Electrochemiluminescence Immunoassay (ECLIA)
HIVQN | HIV-1 RNA Detection and Quantification, Plasma | 70241-5 | HIV 1 RNA:NCnc:Pt:Plas:Qn:Probe.amp.tar detection limit = 20 copies/mL | Real-Time Reverse Transcription Polymerase Chain Reaction (RT-PCR)
HIVSP | HIV Antigen and Antibody Prenatal Routine Screen, Plasma | 56888-1 | HIV 1+2 Ab+HIV1 p24 Ag:PrThr:Pt:Ser/Plas:Ord:IA | Electrochemiluminescence Immunoassay (ECLIA)
HIVSS | HIV-1 and HIV-2 Antigen and Antibody Routine Screen, Serum | 56888-1 | HIV 1+2 Ab+HIV1 p24 Ag:PrThr:Pt:Ser/Plas:Ord:IA | Electrochemiluminescence Immunoassay (ECLIA)
HK1 | Hexokinase Enzyme Activity, Blood | 49216-5 | Hexokinase:CCnt:Pt:RBC:Qn: | Kinetic Spectrophotometry (KS)
HK27M | Histone H3 K27M Mutant (H3 K27M) Immunostain, Technical Component Only | Order only;no result |  | Immunohistochemistry (IHC)
HK36M | Histone H3 K36M Mutant (H3F3 K36M) Immunostain, Technical Component Only | Order only;no result |  | Immunohistochemistry (IHC)
HKC | Hexokinase Enzyme Activity, Blood | 49216-5 | Hexokinase:CCnt:Pt:RBC:Qn: | Only available as part of a profile. For more information see: -HAEV1 / Hemolytic Anemia Evaluation, Blood -EEEV1 / Red Blood Cell (RBC) Enzyme Evaluation, Blood Kinetic Spectrophotometry (KS)
HL57R | HLA-B*57:01 Genotype, Pharmacogenomics, Varies | 50956-2 | HLA-B*57:01:PrThr:Pt:Bld/Tiss:Ord: | Qualitative Allele-Specific Real-Time Polymerase Chain Reaction (PCR)
HL58R | HLA-B*5801 Genotype, Allopurinol Hypersensitivity, Varies | 79711-8 | HLA-B*58:01:PrThr:Pt:Bld/Tiss:Ord: | Qualitative Allele-Specific Real-Time Polymerase Chain Reaction (PCR)
HLHGP | Primary Hemophagocytic Lymphohistiocytosis Gene Panel, Varies | 99971-4 | Hemophagocytic lymphohistiocytosis multigene analysis:Find:Pt:Bld/Tiss:Doc:Molgen | Sequence Capture and Targeted Next-Generation Sequencing (NGS) followed by Polymerase Chain Reaction (PCR) and Sanger Sequencing
HMB45 | HMB45 Immunostain, Technical Component Only | Order only;no result |  | Immunohistochemistry (IHC)
HMDB | Heavy Metals Screen with Demographics, Blood | 29588-1 | Heavy metals panel:-:Pt:Bld:-: | Triple Quadrupole Inductively Coupled Plasma Mass Spectrometry (ICP-MS/MS)
HMEP | Hemiplegic Migraine With or Without Epilepsy Gene Panel, Varies | 103677-1 | Hemiplegic migraine multigene analysis:Find:Pt:Bld/Tiss:Doc:Molgen | Sequence Capture and Targeted Next-Generation Sequencing followed by Polymerase Chain Reaction (PCR) and Sanger Sequencing.
HMGA | High Mobility Group A2 (HMGA2) Immunostain, Technical Component Only | Order only;no result |  | Immunohistochemistry (IHC)
HMGCR | 3-Hydroxy-3-Methylglutaryl Coenzyme-A (HMG-CoA) Reductase, Serum | 93493-5 | 3-Hydroxy-3-Methylglutaryl-Coenzyme A Reductase Ab.IgG:ACnc:Pt:Ser:Qn:IA | Chemiluminescence Immunoassay (CIA)
HMHA | Heavy Metals, Hair | 34667-6 | Heavy metals panel:-:Pt:Hair:-: | Inductively Coupled Plasma-Mass Spectrometry (ICP-MS)
HMNA | Heavy Metals, Nails | 94574-1 | Heavy metals panel:-:Pt:Nail:-: | Inductively Coupled Plasma Mass Spectrometry (ICP-MS)
HMU24 | Heavy Metals Screen, with Reflex, 24 Hour, Urine | 94575-8 | Heavy metals panel:-:24H:Urine:-: | Triple-Quadrupole Inductively Coupled Plasma Mass Spectrometry (ICP-MS/MS)
HMUCR | Heavy Metal/Creatinine Ratio, with Reflex, Random, Urine | 29589-9 | Heavy metals panel:-:Pt:Urine:-: | ASCU, CDCU, HGCU, PBCU: Triple-Quadrupole Inductively Coupled Plasma Mass Spectrometry (ICP-MS/MS) CRETR: Enzymatic Colorimetric Assay
HMUOE | Heavy Metal Occupational Exposure, with Reflex, Random, Urine | 29589-9 | Heavy metals panel:-:Pt:Urine:-: | ASOU, CDOU, HGOU, PBOU: Triple-Quadrupole Inductively Coupled Plasma Mass Spectrometry (ICP-MS/MS) CRETR: Enzymatic Colorimetric Assay
HNF1B | Hepatocyte Nuclear Factor 1Beta Immunostain, Technical Component Only | Order only;no result |  | Immunohistochemistry (IHC)
HORS | Horse Dander, IgE, Serum | 6143-2 | Horse dander Ab.IgE:ACnc:Pt:Ser:Qn: | Fluorescence Enzyme Immunoassay (FEIA)
HPANP | Hereditary Pancreatitis Gene Panel, Varies | 22070-7 | Hereditary pancreatitis gene targeted mutation analysis:Prid:Pt:Bld/Tiss:Nom:Molgen | Sequence Capture and Targeted Next-Generation Sequencing (NGS) followed by Polymerase Chain Reaction (PCR) and Sanger Sequencing
HPCOV | Severe Acute Respiratory Syndrome Coronavirus 2 (SARS CoV-2), Molecular Detection, Varies | 94559-2 | SARS coronavirus 2 ORF1ab region:PrThr:Pt:Respiratory System Specimen:Ord:Probe.amp.tar | Reverse Transcription, Real-Time Polymerase Chain Reaction (RT-qPCR)
HPCRP | Helicobacter pylori with Clarithromycin Resistance Prediction, Molecular Detection, PCR, Varies | 88509-5 | Helicobacter pylori 23S rRNA clarithromycin resistance mutation:Prid:Pt:Isolate/Specimen:Nom:Molgen | Real-Time Polymerase Chain Reaction (PCR)
HPCUT | Hematopathology Consultation, Client Embed | 78251-6 | Consultation note:Find:Pt:{Setting}:Doc:Hematology | Medical Interpretation
HPFH | Hemoglobin F Distribution, Blood | 4579-9 | Hemoglobin F:PrThr:Pt:Bld:Ord: | Only orderable as a reflex. For more information see: -HAEV1 / Hemolytic Anemia Evaluation, Blood -HBEL1 / Hemoglobin Electrophoresis Evaluation, Blood -MEV1 / Methemoglobinemia Evaluation, Blood -REVE1 / Erythrocytosis Evaluation, Blood -THEV1 / Thalassemia and Hemoglobinopathy Evaluation, Blood Flow Cytometry
HPFLU | Influenza Virus Type A and Type B and Respiratory Syncytial Virus (RSV) RNA, Molecular Detection, PCR, Varies | 92143-7 | Respiratory pathogens DNA & RNA panel:-:Pt:Respiratory System Specimen:-:Probe.amp.tar | Multiplex Reverse Transcriptase, Real-Time Polymerase Chain Reaction (RT-qPCR)
HPFRP | Helicobacter pylori with Clarithromycin Resistance Prediction, Molecular Detection, PCR, Feces | 88509-5 | Helicobacter pylori 23S rRNA clarithromycin resistance mutation:Prid:Pt:Isolate/Specimen:Nom:Molgen | Real-Time Polymerase Chain Reaction (PCR)
HPL | Human Placental Lactogen Immunostain, Technical Component Only | Order only;no result |  | Immunohistochemistry (IHC)
HPP | Pancreatic Polypeptide, Plasma | 2721-9 | Pancreatic polypeptide:MCnc:Pt:Ser/Plas:Qn: | Radioimmunoassay (RIA)
HPP12 | HIV-1/HIV-2 RNA Detection Prenatal, Plasma | 96557-4 | HIV 1 & 2 RNA panel:-:Pt:Ser/Plas:-:Probe.amp.tar | Real-Time Reverse Transcription-Polymerase Chain Reaction (RT-PCR)
HPRP | Helicobacter pylori with Clarithromycin Resistance Prediction, Molecular Detection, PCR, Tissue | 88509-5 | Helicobacter pylori 23S rRNA clarithromycin resistance mutation:Prid:Pt:Isolate/Specimen:Nom:Molgen | Real-Time Polymerase Chain Reaction (PCR)
HPS12 | HIV-1/HIV-2 RNA Detection Prenatal, Serum | 96557-4 | HIV 1 & 2 RNA panel:-:Pt:Ser/Plas:-:Probe.amp.tar | Real-Time Reverse Transcription-Polymerase Chain Reaction (RT-PCR)
HPSAF | Helicobacter pylori Antigen, Feces | 80373-4 | Helicobacter pylori Ag:PrThr:Pt:Stool:Ord:IA.rapid | Chromatographic Immunoassay
HPV | Human Papillomavirus (HPV) DNA Detection with Genotyping, High-Risk Types by PCR, ThinPrep, Varies | 71432-9 | Human papilloma virus 16 & 18 & 31+33+35+39+45+51+52+56+58+59+66+68 DNA panel:-:Pt:Cvx-: | Real-Time Polymerase Chain Reaction (PCR)
HPVE6 | Human Papillomavirus (HPV) High-Risk E6/E7, RNA In Situ Hybridization | Obsolete |  | In Situ Hybridization (ISH)
HPVP | Human Papillomavirus (HPV) DNA Detection with Genotyping, High Risk Types by PCR with Papanicolaou Smear Reflex, ThinPrep, Varies | 71432-9 | Human papilloma virus 16 & 18 & 31+33+35+39+45+51+52+56+58+59+66+68 DNA panel:-:Pt:Cvx:-: | HPVP: Real-Time Polymerase Chain Reaction (PCR) TPRCY: Light Microscopy
HPYL | Helicobacter pylori (H pylori) Immunostain, Technical Component Only | Order only;no result |  | Immunohistochemistry (IHC)
HQ | HemoQuant, Feces | 27396-1 | Hemoglobin.gastrointestinal:MCnt:Pt:Stool:Qn: | Fluorescence Quantitation
HRPSV | Herpes Simplex Virus, I and II (HSV I and II) Immunostain, Technical Component Only | Order only;no result |  | Immunohistochemistry (IHC)
HRPV8 | Human Herpes Virus, Type 8 (HHV-8) Immunostain, Technical Component Only | Order only;no result |  | Immunohistochemistry (IHC)
HRSPF | Horse Dander, IgE with Reflex to Horse Dander Component, IgE, Serum | 6143-2 | Horse dander Ab.IgE:ACnc:Pt:Ser:Qn: | Fluorescent Enzyme Immunoassay (FEIA)
HRTVC | Heartland Virus, RNA, Molecular Detection, PCR, Spinal Fluid | 94183-1 | Heartland banyangvirus RNA:PrThr:Pt:XXX:Ord:Probe.amp.tar | Real-Time Polymerase Chain Reaction (PCR)
HRTVS | Heartland Virus, RNA, Molecular Detection, PCR, Serum | 94183-1 | Heartland banyangvirus RNA:PrThr:Pt:XXX:Ord:Probe.amp.tar | Real-Time Polymerase Chain Reaction (PCR)
HSCRP | C-Reactive Protein, High Sensitivity, Serum | 30522-7 | C reactive protein:MCnc:Pt:Ser/Plas:Qn:High sensitivity | Immunoturbidimetry
HSMBS | Hepatosplenomegaly Panel, Blood Spot | 92745-9 | Hepatosplenomegaly due to lysosomal storage disorders screening panel:-:Pt:Bld.dot:-: | Liquid Chromatography Tandem Mass Spectrometry (LC-MS/MS)
HSMP | Hepatosplenomegaly Panel, Plasma | 92743-4 | Hepatosplenomegaly due to lysosomal storage disorders screening panel:-:Pt:Ser/Plas:-: | Liquid Chromatography Tandem Mass Spectrometry (LC-MS/MS)
HSMWB | Hepatosplenomegaly Panel, Blood | 92744-2 | Hepatosplenomegaly due to lysosomal storage disorders screening panel:-:Pt:Bld:-: | Liquid Chromatography Tandem Mass Spectrometry (LC-MS/MS)
HSTNI | Troponin I, High Sensitivity, Plasma | 89579-7 | Troponin I.cardiac:MCnc:Pt:Ser/Plas:Qn:High sensitivity | Electrochemiluminescence Immunoassay
HSVC | Herpes Simplex Virus (HSV), Molecular Detection, PCR, Spinal Fluid | 92865-5 | Herpes simplex virus 1 & 2 DNA panel:-:Pt:CSF:-:Probe.amp.tar | Real-Time Polymerase Chain Reaction (RT-PCR)
HSVG | Herpes Simplex Virus (HSV) Type 1- and Type 2-Specific Antibodies, IgG, Serum | 81621-5 | Herpes simplex virus 1 & 2 Ab.IgG panel:-:Pt:Ser/Plas:-: | Multiplex Flow Immunoassay (MFI)
HSVPB | Herpes Simplex Virus (HSV), Molecular Detection, PCR, Blood | 93440-6 | Herpes Simplex Virus 1 & 2 DNA Panel:-:Pt:Bld:-:Non-probe.amp.tar | Real-Time Polymerase Chain Reaction (PCR)/DNA Probe Hybridization
HSVPV | Herpes Simplex Virus (HSV), Molecular Detection, PCR, Varies | 94580-8 | Herpes simplex virus 1 & 2 DNA panel:-:Pt:XXX:-:Non-probe.amp.tar | Real-Time Polymerase Chain Reaction (PCR)/DNA Probe Hybridization
HTG2 | Thyroglobulin, Tumor Marker, Serum | 57780-9 | Thyroglobulin & Thyroglobulin Ab panel:-:Pt:Ser/Plas:Qn: | Immunoenzymatic Assay
HTGR | Thyroglobulin, Tumor Marker Reflex, Serum | 56536-6 | Thyroglobulin Ab:ACnc:Pt:Ser/Plas:Qn:IA | Immunoenzymatic Assay
HTLLC | Human T-Cell Lymphotropic Virus Types 1 and 2 (HTLV-1/-2) Antibody Confirmation, Spinal Fluid | 93744-1 | HTLV I & II Ab.IgG panel:-:Pt:CSF:-: | Line Immunoassay (LIA)
HTLVC | Human T-Cell Lymphotropic Virus Types 1 and 2 (HTLV-1/-2) Antibody Screen with Confirmation, Spinal Fluid | 22361-0 | HTLV I+II Ab:PrThr:Pt:CSF:Ord: | Enzyme Immunoassay (EIA)
HTLVI | Human T-Cell Lymphotropic Virus Types I and II Antibody Screen with Confirmation, Serum | 29901-6 | HTLV I+II Ab:PrThr:Pt:Ser:Ord:IA | Enzyme Immunoassay (EIA)
HTLVL | Human T-Cell Lymphotropic Virus Types I and II (HTLV-I/-II) Antibody Confirmation, Serum | 55162-2 | HTLV I+II Ab panel:-:Pt:Ser:-: | Line Immunoassay (LIA)
HV1CD | HIV-1 and HIV-2 Antibodies for Cadaveric or Hemolyzed Specimens, Serum | 31201-7 | HIV 1+2 Ab:PrThr:Pt:Ser/Plas:Ord:IA | Enzyme Immunoassay (EIA)-Screening Procedure
HV1CM | HIV-1 and HIV-2 Antibody Screen for Hemolyzed Specimens, Serum | 31201-7 | HIV 1+2 Ab:PrThr:Pt:Ser/Plas:Ord:IA | Enzyme Immunoassay (EIA)-Screening Procedure
HVA | Homovanillic Acid, 24 Hour, Urine | 13760-4 | Homovanillate/Creatinine:MRto:24H:Urine:Qn: | Liquid Chromatography Tandem Mass Spectrometry (LC-MS/MS)
HVAR | Homovanillic Acid, Random, Urine | 11146-8 | Homovanillate/Creatinine:MRto:Pt:Urine:Qn: | Liquid Chromatography Tandem Mass Spectrometry (LC-MS/MS)
HVCOP | HIV-1 and HIV-2 Antigen and Antibody Routine Screen, Plasma | 56888-1 | HIV 1+2 Ab+HIV1 p24 Ag:PrThr:Pt:Ser/Plas:Ord:IA | Electrochemiluminescence Immunoassay (ECLIA)
HVDIP | HIV-1 and HIV-2 Antibody Confirmation and Differentiation, Plasma | 89365-1 | HIV 1 & 2 Ab panel:-:Pt:Ser/Plas/Bld:-:IA.rapid | Rapid Immunochromatographic Assay
HVDSP | HIV-1 and HIV-2 Antibody Confirmation and Differentiation, Prenatal, Plasma | 89365-1 | HIV 1 & 2 Ab panel:-:Pt:Ser/Plas/Bld:-:IA.rapid | Rapid Immunochromatographic Assay
HVPPS | HIV-1 and HIV-2 Antibody Confirmation and Differentiation Prenatal, Serum | 89365-1 | HIV 1 & 2 Ab panel:-:Pt:Ser/Plas/Bld:-:IA.rapid | Rapid Immunochromatographic Assay
HVPRS | HIV Antigen and Antibody Prenatal Routine Screen, Serum | 56888-1 | HIV 1+2 Ab+HIV1 p24 Ag:PrThr:Pt:Ser/Plas:Ord:IA | Electrochemiluminescence Immunoassay (ECLIA)
HYDCU | Hydrocodone with Metabolite Confirmation, Random, Urine | 74760-0 | HYDROcodone & metabolites panel:-:Pt:Urine:-:Confirm | Liquid Chromatography Tandem Mass Spectrometry (LC-MS/MS)
HYDMU | Hydromorphone Confirmation, Random, Urine | 16998-7 | HYDROmorphone:MCnc:Pt:Urine:Qn:Confirm | Liquid Chromatography Tandem Mass Spectrometry (LC-MS/MS)
HYOX | Hyperoxaluria Panel, Random, Urine | 53710-0 | Hyperoxaluria panel:-:Pt:Urine:Qn: | Gas Chromatography Mass Spectrometry (GC-MS)
HYPBG | Hypobetalipoproteinemia Gene Panel, Varies | 51966-0 | Genetic disease DNA analysis panel:-:Pt:Bld/Tiss:-:Molgen | Sequence Capture and Targeted Next-Generation Sequencing followed by Polymerase Chain Reaction (PCR) and Sanger Sequencing
HYPOG | Hypoglycemic Agent Screen, Serum | 68318-5 | Hypoglycemics panel:-:Pt:Ser/Plas:-: | Liquid Chromatography Tandem Mass Spectrometry (LC-MS/MS)
HYPTG | Hypertriglyceridemia Gene Panel, Varies | 51966-0 | Genetic disease DNA analysis panel:-:Pt:Bld/Tiss:-:Molgen | Sequence Capture and Targeted Next-Generation Sequencing followed by Polymerase Chain Reaction (PCR) and Sanger Sequencing
I2SB | Iduronate-2-Sulfatase, Blood Spot | 79462-8 | Iduronate-2-Sulfatase:CCnc:Pt:Bld.dot:Qn: | Liquid Chromatography Tandem Mass Spectrometry (LC-MS/MS)
I2SWB | Iduronate-2-Sulfatase, Leukocytes | 24089-5 | Iduronate-2-Sulfatase:CCnt:Pt:WBC:Qn: | Liquid Chromatography Tandem Mass Spectrometry (LC-MS/MS)
IA2 | Islet Antigen 2 (IA-2) Antibody, Serum | 81155-4 | Islet cell 512 Ab:SCnc:Pt:Ser:Qn: | Radioimmunoassay (RIA)
IABCS | B-Cell Phenotyping Profile for Immunodeficiency and Immune Competence Assessment, Blood | 90416-9 | Lymphocyte subset & B-cell phenotyping panel:-:Pt:Bld:-: | Flow Cytometry
IBDP2 | Inflammatory Bowel Disease Serology Panel, Serum | 87551-8 | Neutrophil cytoplasmic Ab.IgG & Saccharomyces cerevisiae Ab.IgA & IgG:-:Pt:Ser:-: | SCERA, SCERG: Enzyme-Linked Immunosorbent Assay (ELISA) ANCA2: Indirect Immunofluorescent Assay (IFA)
ICOSI | ICOS (CD278), Immunostain, Technical Component Only | Order only;no result |  | Immunohistochemistry (IHC)
IDENT | Organism Referred for Identification, Aerobic Bacteria | 32367-5 | Bacteria:Prid:Pt:Isolate:Nom:Aerobic culture | Dependent on organism submitted, 1 or more of the following methods will be used: Conventional Biochemical Testing, Commercial Identification Strips or Panels, Matrix-Assisted Laser Desorption/Ionization Time-of-Flight (MALDI-TOF) Mass Spectrometry, and 16S RNA Gene Sequencing
IDH1 | IDH1 Mutation (R132H) Immunostain, Technical Component Only | Order only;no result |  | Immunohistochemistry (IHC)
IDHQ | IDH1 (R132) and IDH2 (R140 and R172) Quantitative Detection, Droplet Digital PCR, Varies | 95772-0 | IDH1 gene & IDH2 gene targeted full mutation analysis:Find:Pt:Bld/Tiss:Doc:Molgen | Droplet Digital Polymerase Chain Reaction (ddPCR)
IDHT | IDH1 and IDH2 Mutation Analyses, Next-Generation Sequencing, Tumor | 104323-1 | IDH1 & IDH2 gene full mutation analysis:Find:Pt:Bld/Tiss:Doc:Molgen | Sequence Capture and Targeted Next-Generation Sequencing (NGS)
IDTRT | IDH1, IDH2, and TERT Mutation Analysis, Next-Generation Sequencing, Tumor | 105587-0 | IDH1 gene & IDH2 gene & TERT gene targeted mutation analysis:Find:Pt:Tiss:Doc:Molgen | Sequence Capture Next-Generation Sequencing (NGS)
IDUAW | Alpha-L-Iduronidase, Leukocytes | 24057-2 | Alpha-L-iduronidase:CCnt:Pt:WBC:Qn: | Flow Injection Analysis-Tandem Mass Spectrometry
IEHCG | Interference Evaluation Heterophile, Beta-Human Chorionic Gonadotropin, Serum | 99306-3 | Choriogonadotropin.beta subunit heterophile Ab interference panel:-:Pt:Ser:-: | HCGQN: Electrochemiluminescent Immunoassay HCGAM: Immunoenzymatic Assay
IETG | Interference Evaluation Heterophile, Thyroglobulin Tumor Marker, Serum | 101626-0 | Thyroglobulin heterophile Ab interference panel:-:Pt:Ser:-: | TGQN/TGABI: Immunoenzymatic Assay TGMS: Tryptic Protein Fragmentation, purified with Immunocapture, Analysis by Liquid Chromatography-Tandem Mass Spectrometry (LC-MS/MS) (This service is performed pursuant to an agreement with SISCAPA Assay Technologies Inc. covering US Patent 7,632,686) TGII: Medical Interpretation
IFBA | Intrinsic Factor Blocking Antibody, Serum | 31444-3 | Intrinsic factor blocking Ab:PrThr:Pt:Ser:Ord: | Immunoenzymatic Assay
IFG23 | Intact Fibroblast Growth Factor 23, Serum | 54390-0 | Fibroblast growth factor 23.intact:MCnc:Pt:Ser/Plas:Qn: | Chemiluminescence-Based Quantitative Sandwich Immunoassay
IFTOA | IF Additional, Technical Only (Bill Only) | Order only;no result
IFTOI | IF Initial, Technical Only (Bill Only) | Order only;no result
IFXED | Immunofixation Heavy Chain Type Delta and Epsilon, Serum | 104672-1 | IgD&IgE.monocloncal band observed:Prid:Pt:Ser:Nom:Immunofixation | Immunofixation
IGA | Immunoglobulin A (IgA), Serum | 2458-8 | IgA:MCnc:Pt:Ser/Plas:Qn: | Nephelometry
IGAI | IgA Immunostain, Technical Component Only | Order only;no result |  | Immunohistochemistry (IHC)
IGAS | IgA Subclasses, Serum | 87552-6 | IgA & IgA subclass 1 & IgA subclass 2 panel:-:Pt:Ser/Plas:Qn: | Turbidimetry
IGD | Immunoglobulin D (IgD), Serum | 2460-4 | IgD:MCnc:Pt:Ser:Qn: | Turbidimetry
IGDI | IgD Immunostain, Technical Component Only | Order only;no result |  | Immunohistochemistry (IHC)
IGE | Immunoglobulin E (IgE), Serum | 19113-0 | IgE:ACnc:Pt:Ser/Plas:Qn: | Fluorescence Enzyme Immunoassay (FEIA)
IGFB3 | Insulin-Like Growth Factor-Binding Protein 3, Serum | 2483-6 | Insulin-like growth factor binding protein 3:MCnc:Pt:Ser/Plas:Qn: | Enzyme-Labeled Chemiluminescent Immunometric Assay
IGFMS | Insulin-Like Growth Factor-1, Mass Spectrometry, Serum | 2484-4 | Insulin-like growth factor-I:MCnc:Pt:Ser/Plas:Qn: | Liquid Chromatography Mass Spectrometry (LC/MS)
IGG | Immunoglobulin G (IgG), Serum | 2465-3 | IgG:MCnc:Pt:Ser/Plas:Qn: | Nephelometry
IGG4I | IgG4 Immunostain, Technical Component Only | 77202-0 | Laboratory comment:Txt:Pt:Report:Nar: | Immunohistochemistry (IHC)
IGGI | IgG Immunostain, Technical Component Only | 77202-0 | Laboratory comment:Txt:Pt:Report:Nar: | Immunohistochemistry (IHC)
IGGS | IgG Subclasses, Serum | 47289-4 | IgG & IgG subclass panel:MCnc:Pt:Ser:Qn: | Turbidimetry
IGGS4 | IgG4, Immunoglobulin Subclasses, Serum | 2469-5 | IgG subclass 4:MCnc:Pt:Ser:Qn: | Turbidimetry
IGM | Immunoglobulin M (IgM), Serum | 2472-9 | IgM:MCnc:Pt:Ser/Plas:Qn: | Nephelometry
IGMI | IgM Immunostain, Technical Component Only | Order only;no result |  | Immunohistochemistry (IHC)
IHCFH | Fumarate Hydratase Immunostain, Technical Component Only | Order only;no result |  | Immunohistochemistry (IHC)
IHDI | Isocyanate HDI, IgE, Serum | 7429-4 | Hexamethylene diisocyanate (HDI) Ab.IgE:ACnc:Pt:Ser:Qn: | Fluorescence Enzyme Immunoassay (FEIA)
IL28Q | Interleukin 28B (IL28B) Variant (rs12979860), Varies | 60279-7 | IL28B gene associated variant rs12979860:PrThr:Pt:Bld/Tiss:Ord:Molgen | Real-Time Polymerase Chain Reaction (PCR) With Allelic Discrimination Analysis
IL5P | Interleukin 5, Plasma | 33938-2 | Interleukin 5:MCnc:Pt:Ser/Plas:Qn: | Electrochemiluminescence (ECL)
IL6DX | Interleukin-6, Serum | 26881-3 | Interleukin 6:MCnc:Pt:Ser/Plas:Qn: | Immunoenzymatic
IMDI | Isocyanate MDI, IgE, Serum | 7430-2 | Diphenylmethane diisocyanate (MDI) Ab.IgE:ACnc:Pt:Ser:Qn: | Fluorescence Enzyme Immunoassay (FEIA)
IMFX | Immunofixation, Serum | 74665-1 | Monoclonal band observed:Prid:Pt:Ser/Plas:Nom:Immunofixation | Only orderable as part of a profile. For more information see MPSS / Monoclonal Protein Study, Serum. Immunofixation
IMFXO | Immunofixation Only, Serum | 74665-1 | Monoclonal band observed:Prid:Pt:Ser/Plas:Nom:Immunofixation | Immunofixation
IMIPR | Imipramine and Desipramine, Serum | 43123-9 | Imipramine & Desipramine panel:-:Pt:Ser/Plas:Qn: | Liquid Chromatography Tandem Mass Spectrometry (LC-MS/MS)
IMMAU | Inborn Errors of Immunity with Immune Dysregulation and Autoimmunity Gene Panel, Varies | 103741-5 | Dysregulation autoimmune multigene analysis:Find:Pt:XXX:Doc:Molgen | Sequence Capture and Targeted Next-Generation Sequencing (NGS) followed by Polymerase Chain Reaction (PCR) and Sanger Sequencing
IMMG | Immunoglobulins (IgG, IgA, and IgM), Serum | 34550-4 | Immunoglobulin panel:MCnc:Pt:Ser:Qn: | Nephelometry
IMNP | Inherited Motor Neuropathy Gene Panel, Varies | 103727-4 | Hereditary motor neuropathy multigene analysis:Find:Pt:Bld/Tiss:Doc:Molgen | Sequence Capture and Next-Generation Sequencing (NGS), Polymerase Chain Reaction (PCR), Sanger Sequencing, and Dosage Analysis by Droplet Digital Polymerase Chain Reaction (ddPCR)
IMSNP | Inherited Motor and Sensory Neuropathy Gene Panel, Varies | 103728-2 | Hereditary motor and sensory neuropathy multigene analysis:Find:Pt:Bld/Tiss:Doc:Molgen | Sequence Capture and Targeted Next-Generation Sequencing followed by Polymerase Chain Reaction (PCR) and Sanger Sequencing
IMTF | Inflammatory Myofibroblastic Tumors (IMT), 2p23 (ALK) Rearrangement, FISH, Tissue | 78205-2 | ALK gene rearrangements:PrThr:Pt:Bld/Tiss:Ord:FISH | Fluorescence In Situ Hybridization (FISH)
IN16Q | CBFB::MYH11 Inversion(16), Quantitative Detection and Minimal Disease Risk Monitoring, qRT-PCR, Varies | 101377-0 | inv(16)(p13.1;q22.1)(MYH11,CBFB) fusion transcript:Find:Pt:Bld/Bone mar:Doc:Molgen | Quantitative Real-Time Reverse Transcription Polymerase Chain Reaction (qRT-PCR)
INAB | Insulin Antibodies, Serum | 60463-7 | Insulin Ab:SCnc:Pt:Ser:Qn: | Radioimmunoassay (RIA)
INFXP | Infliximab Quantitation with Antibodies to Infliximab, Serum | 103791-0 | Infliximab and Infliximab Ab Panel:-:Pt:Ser/Plas:-: | INFX: Selective Reaction Monitoring Liquid Chromatography Tandem Mass Spectrometry (LC-MS/MS) INXAB: Electrochemiluminescent Bridging Immunoassay with Acid Dissociation
INFXR | Infliximab Quantitation with Reflex to Antibodies to Infliximab, Serum | 39803-2 | inFLIXimab:MCnc:Pt:Ser/Plas:Qn: | INFXR, INFX: Selective Reaction Monitoring Liquid Chromatography-Tandem Mass Spectrometry (LC-MS/MS) INXAB: Electrochemiluminescent Bridging Immunoassay with Acid Dissociation
INHA | Inhibin A, Tumor Marker, Serum | 23883-2 | Inhibin A:MCnc:Pt:Ser/Plas:Qn: | Immunoenzymatic Assay
INHAB | Inhibin A and B, Tumor Marker, Serum | 87426-3 | Inhibin A & B panel:-:Pt:Ser/Plas:Qn: | INHA: Immunoenzymatic Assay INHB: Enzyme-Linked Immunosorbent Assay (ELISA)
INHB | Inhibin B, Serum | 56940-0 | Inhibin B:MCnc:Pt:Ser/Plas:Qn:IA | Enzyme-Linked Immunosorbent Assay (ELISA)
INHIB | Inhibin Immunostain, Technical Component Only | Order only;no result |  | Immunohistochemistry (IHC)
INHU | Insulin (Human), IgE, Serum | 6148-1 | Insulin human Ab.IgE:ACnc:Pt:Ser:Qn: | Fluorescence Enzyme Immunoassay (FEIA)
INI1 | Integrase Interactor 1 (INI1/BAF47) Immunostain, Technical Component Only | Order only;no result |  | Immunohistochemistry (IHC)
INS | Insulin, Serum | 27873-9 | Insulin^post CFst:ACnc:Pt:Ser/Plas:Qn: | Electrochemiluminescence Immunoassay (ECLIA)
INSEC | Stinging Insects Allergen Profile, Serum | 94593-1 | Multiplex allergen panel:-:Pt:Ser/Plas:-: | Fluorescence Enzyme Immunoassay (FEIA)
INSFT | Insulin, Free and Total, Serum | 48615-9 | Insulin.free & Insulin.total panel:ACnc:Pt:Ser/Plas:Qn: | Electrochemiluminescence Immunoassay (ECLIA)
INSM1 | Insulinoma-Associated Protein 1 (INSM1), Immunostain, Technical Component Only | Order only;no result |  | Immunohistochemistry (IHC)
INSUL | Insulin Immunostain, Technical Component Only | Order only;no result |  | Immunohistochemistry (IHC)
IOD | Iodine, Serum | 2494-3 | Iodine:MCnc:Pt:Ser/Plas:Qn: | Inductively Coupled Plasma Mass Spectrometry (ICP-MS)
IODCU | Iodine/Creatinine Ratio, Random, Urine | 55928-6 | Iodine/Creatinine:MRto:Pt:Urine:Qn: | IODC: Inductively Coupled Plasma Mass Spectrometry (ICP-MS) CRETR: Enzymatic Colorimetric Assay
IRON | Iron, Serum | 2498-4 | Iron:MCnc:Pt:Ser/Plas:Qn: | Only orderable as part of profile. For more information see SFEC / Iron and Total Iron-Binding Capacity, Serum Colorimetric Assay
ISLET | Islet 1 Immunostain, Technical Component Only | Order only;no result |  | Immunohistochemistry (IHC)
ISMY | Mycobacteria Ident by Sequencing (Bill Only) | 66885-5 | Bacteria identified based on 16S rRNA gene:Prid:Pt:XXX:Nom:Sequencing | This test is for billing purposes only. This is not an orderable test.
ISNP | Inherited Sensory Neuropathy Gene Panel, Varies | 103729-0 | Hereditary sensory neuropathy multigene analysis:Find:Pt:Bld/Tiss:Doc:Molgen | Sequence Capture and Targeted Next-Generation Sequencing followed by Polymerase Chain Reaction (PCR) and Sanger Sequencing
ISPG | Ispaghula, IgE, Serum | 6150-7 | Ispaghula laxative Ab.IgE:ACnc:Pt:Ser:Qn: | Fluorescence Enzyme Immunoassay (FEIA)
ISPP | Inherited Spastic Paraplegia Gene Panel, Varies | 103730-8 | Hereditary spastic paraplegia multigene analysis:Find:Pt:Bld/Tiss:Doc:Molgen | Sequence Capture and Targeted Next-Generation Sequencing followed by Polymerase Chain Reaction (PCR) and Sanger Sequencing
ISTOA | ISH Additional, Tech Only (Bill Only) | Order only;no result
ISTOI | ISH Initial, Tech Only (Bill Only) | Order only;no result
ITCON | Itraconazole, Serum | 10989-2 | Itraconazole:MCnc:Pt:Ser/Plas:Qn: | Liquid Chromatography Tandem Mass Spectrometry (LC-MS/MS)
ITDT | Isocyanate TDI, IgE, Serum | 7431-0 | Toluene diisocyanate (TDI) Ab.IgE:ACnc:Pt:Ser:Qn: | Fluorescence Enzyme Immunoassay (FEIA)
JAK2B | JAK2 V617F Mutation Detection, Blood | 43399-5 | JAK2 gene.p.Val617Phe:PrThr:Pt:Bld/Tiss:Ord:Molgen | Quantitative Polymerase Chain Reaction (PCR)
JAK2M | JAK2 V617F Mutation Detection, Bone Marrow | 72333-8 | JAK2 gene.p.Val617Phe:PrThr:Pt:Bone mar:Ord:Molgen | Quantitative Polymerase Chain Reaction (PCR)
JAK2V | JAK2 V617F Mutation Detection, Varies | 43399-5 | JAK2 gene.p.Val617Phe:PrThr:Pt:Bld/Tiss:Ord:Molgen | Quantitative Polymerase Chain Reaction (PCR)
JAKFM | JAK2 V617F Mutation Detection, Bone Marrow | 72333-8 | JAK2 gene.p.Val617Phe:PrThr:Pt:Bone mar:Ord:Molgen | Quantitative Polymerase Chain Reaction (qPCR)
JAKXB | JAK2 Exon 12 and Other Non-V617F Mutation Detection, Blood | 55300-8 | JAK2 gene exon 12 targeted mutation analysis:Find:Pt:Bld/Tiss:Doc:Molgen | Sanger Sequencing
JAKXM | JAK2 Exon 12 and Other Non-V617F Mutation Detection, Bone Marrow | 80186-0 | JAK2 gene exon 12 targeted mutation analysis:Find:Pt:Bone mar:Doc:Molgen | Mutation Detection in cDNA Using Sanger Sequencing
JAKXR | JAK2 Exon 12-15 Sequencing, Polycythemia Vera Reflex, Varies | 48726-4 | JAK2 gene targeted mutation analysis:Find:Pt:Bld/Tiss:Doc:Molgen | Only orderable as a reflex. For more information, see PVJAK / Polycythemia Vera, JAK2 V617F with Reflex to JAK2 Exon 12-15, Sequencing for Erythrocytosis.
JAMLM | Acute Myeloid Leukemia (AML), FISH, Bone Marrow | 102103-9 | Acute myeloid leukemia panel:-:Pt:Bld/Tiss:-:FISH | Fluorescence In Situ Hybridization (FISH)
JAMMP | Probe, Each Additional (JAMLM) (Bill Only) | Bill only; no result |  | This test is for billing purposes only. This is not an orderable test.
JCEDR | Japanese Cedar, IgE, Serum | 14035-0 | Cryptomeria japonica Ab.IgE:ACnc:Pt:Ser:Qn: | Fluorescence Enzyme Immunoassay (FEIA)
JCHAI | J-Chain Immunostain, Technical Component Only | Order only;no result |  | Immunohistochemistry (IHC)
JCPCR | JC Virus, Molecular Detection, PCR, Spinal Fluid | 33295-7 | JC virus DNA:PrThr:Pt:CSF:Ord:Probe.amp.tar | Real-Time Polymerase Chain Reaction (PCR)/DNA Probe Hybridization
JIP | Joint Infection Panel, PCR, Synovial Fluid | 97608-4 | Joint pathogens panel:-:Pt:Synv fld:-:Non-probe.amp.tar | Multiplex Polymerase Chain Reaction (PCR)
JLYMP | Probe, Each Additional (JLYMF)-PC (Bill Only) | Bill only; no result |  | This test is for billing purposes only. This is not an orderable test.
JMACK | Jack Mackerel, IgE, Serum | 11184-9 | Trachurus japonicus Ab.IgE:ACnc:Pt:Ser:Qn: | Fluorescence Enzyme Immunoassay (FEIA)
JO1 | Jo 1 Antibodies, IgG, Serum | 33571-1 | Jo-1 extractable nuclear Ab.IgG:ACnc:Pt:Ser:Qn: | Multiplex Flow Immunoassay
JOHN | Johnson Grass, IgE, Serum | 6152-3 | Sorghum halepense Ab.IgE:ACnc:Pt:Ser:Qn: | Fluorescence Enzyme Immunoassay (FEIA)
JUNE | June Grass, IgE, Serum | 6153-1 | Poa pratensis Ab.IgE:ACnc:Pt:Ser:Qn: | Fluorescence Enzyme Immunoassay (FEIA)
K11CC | Kelch-Like Protein 11 Antibody, Cell Binding Assay, Spinal Fluid | 99073-9 | Kelch-Like Protein 11 Ab.IgG:PrThr:Pt:CSF:Ord:CBA IFA | Cell-Binding Assay (CBA)
K11CS | Kelch-Like Protein 11 Antibody, Cell Binding Assay, Serum | 99072-1 | Kelch-like protein 11 Ab.IgG:PrThr:Pt:Ser:Ord:CBA IFA | Cell-Binding Assay (CBA)
KAIHC | Kappa Light Chain Immunostain, Technical Component Only | Order only;no result |  | Immunohistochemistry (IHC)
KCSF | Immunoglobulin Kappa Free Light Chain, Spinal Fluid | 48774-4 | Immunoglobulin light chains.kappa.free:MCnc:Pt:CSF:Qn: | Nephelometry
KCSFP | Immunoglobulin Kappa Free Light Chain, Spinal Fluid | 48774-4 | Immunoglobulin light chains.kappa.free:MCnc:Pt:CSF:Qn: | Only orderable as part of a profile. For more information see MSP3 / Multiple Sclerosis (MS) Profile, Serum and Spinal Fluid. Nephelometry
KD2T | Krabbe Disease Second-Tier Newborn Screen, Blood Spot | 62309-0 | Krabbe disease newborn screening comment-discussion:Txt:Pt:Bld.dot:Nar: | Liquid Chromatography Tandem Mass Spectrometry (LC-MS/MS)/Polymerase Chain Reaction with Gel Electrophoresis
KETGP | Ketone Disorders Gene Panel, Varies | 105262-0 | Ketone disorders multigene analysis:Find:Pt:Bld/Tiss:Doc:Molgen | Sequence Capture and Targeted Next-Generation Sequencing followed by Polymerase Chain Reaction (PCR) and Sanger Sequencing.
KI67 | Ki-67 (MIB-1) Immunostain, Technical Component Only | Order only;no result |  | Immunohistochemistry (IHC)
KI67B | Ki-67(MIB-1), Breast, Quantitative Immunohistochemistry, Automated | 85330-9 | Cells.Ki-67 nuclear Ag/100 cells:NFr:Pt:Breast cancer specimen:Qn:Immune stain | Immunohistochemistry, Automated Quantitation
KIBM | Ki-67(MIB-1), Breast, Semi-Quantitative Immunohistochemistry, Manual | 85330-9 | Cells.Ki-67 nuclear Ag/100 cells:NFr:Pt:Breast cancer specimen:Qn:Immune stain | Immunohistochemistry, Manual Semi-Quantitation
KIDBN | Kidney Bean (Red), IgE, Serum | 7129-0 | Bean kidney red Ab.IgE:ACnc:Pt:Ser:Qn: | Fluorescence Enzyme Immunoassay (FEIA)
KIDST | Kidney Stone Analysis | 74446-6 | Calculus analysis panel:-:Pt:Calculus:-: | Infrared Spectrum Analysis
KIMEL | Ki67 + Melan A Immunostain, Technical Component Only | Order only;no result |  | Immunohistochemistry (IHC)
KINET | Ki-67(MIB-1), Gastrointestinal/Pancreatic Neuroendocrine Tumors, Quantitative Immunohistochemistry, Automated | 29593-1 | Cells.Ki-67 nuclear Ag/100 cells:NFr:Pt:Tiss:Qn:Immune stain | Immunohistochemistry, Automated Quantitation, Hot-Spot Technique
KINM | Ki-67(MIB-1), Gastrointestinal/Pancreatic Neuroendocrine Tumors, Quantitative Immunohistochemistry, Manual | 29593-1 | Cells.Ki-67 nuclear Ag/100 cells:NFr:Pt:Tiss:Qn:Immune stain | This is not an orderable test. Order PATHC / Pathology Consultation. The consultant will determine the need for special stains. Immunohistochemistry, Semi- Quantitation, Hot-Spot Technique
KIT | KIT Immunostain, Technical Component Only | Order only;no result |  | Immunohistochemistry (IHC)
KITVS | KIT Asp816Val Mutation Analysis, Varies | 55201-8 | KIT gene targeted mutation analysis:Find:Pt:Bld/Tiss:Doc:Molgen | Allele-Specific Oligonucleotide Polymerase Chain Reaction (PCR)
KIWI | Kiwi Fruit, IgE, Serum | 6154-9 | Actinidia chinensis Ab.IgE:ACnc:Pt:Ser:Qn: | Fluorescence Enzyme Immunoassay (FEIA)
KKBRP | Kingella kingae, Molecular Detection, PCR, Blood | 65809-6 | Kingella kingae DNA:PrThr:Pt:XXX:Ord:Probe.amp.tar | Real-Time Polymerase Chain Reaction (PCR)
KKRP | Kingella kingae, Molecular Detection, PCR, Varies | 65809-6 | Kingella kingae DNA:PrThr:Pt:XXX:Ord:Probe.amp.tar | Real-Time Polymerase Chain Reaction (PCR)
KLISH | Kappa and Lambda Light Chain mRNA, In Situ Hybridization (ISH) Technical Component Only | Order only;no result |  | In Situ Hybridization (ISH)
KRABZ | Krabbe Disease, Full Gene Analysis and Large (30 kb) Deletion, Varies | 87738-1 | GALC gene deletion+duplication & full mutation analysis:Find:Pt:Bld/Tiss:Doc:Molgen | Polymerase Chain Reaction (PCR) followed by DNA Sequencing
KRASP | KRAS Somatic Mutation Analysis, Tumor | 103955-1 | KRAS Somatic mutation analysis:Find:Pt:Tumor:Doc:Molgen | Droplet Digital Polymerase Chain Reaction (ddPCR)
KRASW | KRAS Somatic Mutation Analysis, Peritoneal Fluid | 21702-6 | KRAS gene targeted mutation analysis:Prid:Pt:Bld/Tiss:Nom:Molgen | Droplet Digital Polymerase Chain Reaction (ddPCR)
KRT19 | Keratin 19 (KRT19) Immunostain, Technical Component Only | Order only;no result |  | Immunohistochemistry (IHC)
KRT20 | Keratin 20 (KRT20) Immunostain, Technical Component Only | Order only;no result |  | Immunohistochemistry (IHC)
KRT34 | Keratin (34BE12) Immunostain, Technical Component Only | Order only;no result |  | Immunohistochemistry (IHC)
KRT5 | Keratin 5 (KRT5) Immunostain, Technical Component Only | Order only;no result |  | Immunohistochemistry (IHC)
KRT7 | Keratin 7 (KRT7) Immunostain, Technical Component Only | Order only;no result |  | Immunohistochemistry (IHC)
KRTAE | Keratin (AE1/AE3) Immunostain, Technical Component Only | Order only;no result |  | Immunohistochemistry (IHC)
KRTCA | Keratin (CAM 5.2) Immunostain, Technical Component Only | Order only;no result |  | Immunohistochemistry (IHC)
KRTOS | Keratin (OSCAR) Immunostain, Technical Component Only | Order only;no result |  | Immunohistochemistry
KS | Potassium, Serum | 2823-3 | Potassium:SCnc:Pt:Ser/Plas:Qn: | Potentiometric, Indirect Ion-Selective Electrode
KUR | Potassium, 24 Hour, Urine | 2829-0 | Potassium:SRat:24H:Urine:Qn: | Potentiometric, Indirect Ion-Selective Electrode (ISE)
L3AFP | Alpha-Fetoprotein (AFP) L3% and Total, Hepatocellular Carcinoma Tumor Marker, Serum | 96451-0 | Alpha-1-Fetoprotein & Alpha-1-Fetoprotein.L3 panel:-:Pt:Ser/Plas:-: | Isotachophoresis with Laser-Induced Fluorescence
LACO | Lacosamide, Serum | 59297-2 | Lacosamide:MCnc:Pt:Ser/Plas:Qn: | Liquid Chromatography-Tandem Mass Spectrometry (LC-MS/MS) Portions of this test are covered by patents held by Quest Diagnostics
LACS1 | Lactate, Plasma | 2524-7 | Lactate:SCnc:Pt:Ser/Plas:Qn: | Colorimetric
LACTO | Lactotransferrin Immunostain, Technical Component Only | Order only;no result |  | Immunohistochemistry (IHC)
LAD1 | Leukocyte Adhesion Deficiency Type 1, CD11a/CD18 and CD11b/CD18 Complex Immunophenotyping, Blood | 94266-4 | CD11a & CD11b & CD18 phenotyping panel:-:Pt:Bld:Ord: | Flow Cytometric Immunophenotyping Includes evaluation of markers CD11a/CD18 and CD11b/CD18.
LADV | Adenovirus, Molecular Detection, PCR, Varies | 39528-5 | Adenovirus DNA:PrThr:Pt:XXX:Ord:Probe.amp.tar | Real-Time Polymerase Chain Reaction (PCR)/DNA Probe Hybridization
LAGGT | Granulocyte Antibodies, Serum | 35279-9 | Neutrophil cytoplasmic Ab:PrThr:Pt:Ser:Ord:IF | Indirect Immunofluorescence
LAGU | Legionella Antigen, Random, Urine | 32781-7 | Legionella sp Ag:ACnc:Pt:Urine:Ord: | Immunochromatographic Membrane Assay
LAIHC | Lambda Light Chain Immunostain, Technical Component Only | Order only;no result |  | Immunohistochemistry (IHC)
LALB | Lysosomal Acid Lipase, Blood | 73958-1 | Cholesterol esterase:CCnc:Pt:Bld.dot:Qn: | Fluorometric Enzyme Assay
LALBS | Lysosomal Acid Lipase, Blood Spot | 73958-1 | Cholesterol esterase:CCnc:Pt:Bld.dot:Qn: | Fluorometric Enzyme Assay
LAMB | Lamb, IgE, Serum | 6155-6 | Lamb Ab.IgE:ACnc:Pt:Ser:Qn: | Fluorescence Enzyme Immunoassay (FEIA)
LAMO | Lamotrigine, Serum | 6948-4 | lamoTRIgine:MCnc:Pt:Ser/Plas:Qn: | Liquid Chromatography-Tandem Mass Spectrometry (LC-MS/MS)
LAMQ | Lamb's Quarter, IgE, Serum | 6156-4 | Chenopodium album Ab.IgE:ACnc:Pt:Ser:Qn: | Fluorescence Enzyme Immunoassay (FEIA)
LANG | Langust (Lobster), IgE, Serum | 6249-7 | Palinurus spp Ab.IgE:ACnc:Pt:Ser:Qn: | Fluorescence Enzyme Immunoassay (FEIA)
LANGR | Langerin Immunostain, Technical Component Only | Order only;no result |  | Immunohistochemistry (IHC)
LAPYP | Lactate Pyruvate Panel, Plasma | 101656-7 | Lactate & pyruvate panel:-:Pt:Ser/Plas/Bld:-: | Gas Chromatography Mass Spectrometry (GC-MS)
LASF1 | Lactic Acid, Spinal Fluid | 2520-5 | Lactate:SCnc:Pt:CSF:Qn: | Colorimetric
LATX | Latex, IgE, Serum | 6158-0 | Latex Ab.IgE:ACnc:Pt:Ser:Qn: | Fluorescence Enzyme Immunoassay (FEIA)
LBCS | Labile Bound Copper, Serum | 105459-2 | Copper panel:-:Pt:Ser/Plas:-: | Inductively-Coupled Plasma Mass Spectrometry (ICP-MS)
LCADP | Adenovirus, Molecular Detection, PCR, Plasma | 21055-9 | Adenovirus DNA:PrThr:Pt:Ser/Plas:Ord:Probe.amp.tar | Real-Time Polymerase Chain Reaction (PCR)/DNA Probe Hybridization
LCAF | Lung Cancer, ALK (2p23) Rearrangement, FISH, Tissue | 78205-2 | ALK gene rearrangements:PrThr:Pt:Bld/Tiss:Ord:FISH | Fluorescence In Situ Hybridization (FISH)
LCJC | JC Virus, Molecular Detection, PCR, Spinal Fluid | 33295-7 | JC virus DNA:PrThr:Pt:CSF:Ord:Probe.amp.tar | Real-Time Polymerase Chain Reaction (PCR)/DNA Probe Hybridization
LCMAL | Malaria, Molecular Detection, PCR, Varies | 47260-5 | Plasmodium sp DNA:Prid:Pt:Bld:Nom:Probe.amp.tar | Real-Time Polymerase Chain Reaction (PCR)/DNA Probe Hybridization
LCMSP | Microsporidia species, Molecular Detection, PCR, Varies | 94332-4 | Microsporidia sp 18S rRNA gene panel:-:Pt:XXX:-:Non-probe.amp.tar | Real-Time Polymerase Chain Reaction (PCR)/DNA Probe Hybridization
LCMV | Cytomegalovirus (CMV), Molecular Detection, PCR, Varies | 5000-5 | Cytomegalovirus DNA:PrThr:Pt:XXX:Ord:Probe.amp.tar | Real-Time Polymerase Chain Reaction (PCR)/DNA Probe Hybridization
LD | Lactate Dehydrogenase (LDH), Serum | 14804-9 | Lactate dehydrogenase:CCnc:Pt:Ser/Plas:Qn:Reaction: lactate to pyruvate | Photometric Rate Reaction
LDAI | Progentec aiSLE DX Lupus Disease Activity Index, Plasma | Not Provided |  | Immunoassay
LDALD | Lysosomal and Peroxisomal Disorders Newborn Screen, Blood Spot | 85267-3 | X-linked adrenoleukodystrophy (X-ALD) newborn screening panel:-:Pt:Bld.dot:-: | Flow Injection Analysis Tandem Mass Spectrometry (FIA-MS/MS)
LDBF | Lactate Dehydrogenase (LDH), Body Fluid | 14803-1 | Lactate dehydrogenase:CCnc:Pt:Body fld:Qn:Reaction: lactate to pyruvate | Photometric
LDLD | Low-Density Lipoprotein (LDL) Cholesterol, Beta-Quantification, Serum | 18261-8 | Cholesterol.in LDL:MCnc:Pt:Ser/Plas.ultracentrifugate:Qn: | Ultracentrifugation/Selective Precipitation/Enzymatic Colorimetric
LDPU | Limited Drug Profile, 3 Drug Classes, Immunoassay, Random, Urine | 69739-1 | Drugs of abuse panel:-:Pt:Urine:-:Screen | Only orderable as part of profile. For more information see CSMHU / Controlled Substance Monitoring Hybrid Drug Panel, 20 Drug Classes, High-Resolution Mass Spectrometry and Immunoassay Screen, Random, Urine. Immunoassay
LEBV | Epstein-Barr Virus (EBV), Molecular Detection, PCR, Varies | 23858-4 | Epstein Barr virus DNA:PrThr:Pt:CSF:Ord:Probe.amp.tar | Real-Time Polymerase Chain Reaction (PCR)/DNA Probe Hybridization
LECT2 | Leukocyte Cell-Derived Chemotaxin 2 (LECT2), Immunostains Without Interpretation | Order only;no result |  | Immunohistochemistry (IHC)
LEF1 | Lymphoid Enhancer-Binding Factor 1(LEF1) Immunostain, Technical Component Only | Order only;no result |  | Immunohistochemistry (IHC)
LEFLU | Leflunomide Metabolite (Teriflunomide), Serum | 44828-2 | Teriflunomide:MCnc:Pt:Ser/Plas:Qn: | High-Turbulence Liquid Chromatography Mass Spectrometry (HTLC-MS/MS)
LEGI | Legionella Culture, Varies | 593-4 | Legionella sp identified:Prid:Pt:XXX:Nom:Organism specific culture | Conventional Culture Technique
LEGRP | Legionella species, Molecular Detection, PCR, Varies | 5020-3 | Legionella sp rRNA:PrThr:Pt:XXX:Ord:Probe | Rapid Polymerase Chain Reaction (PCR)
LEIS | Leishmaniasis (Visceral) Antibody, Serum | 7958-2 | Leishmania sp Ab:PrThr:Pt:Ser:Ord: | Immunochromatographic Strip Assay
LEM | Lemon, IgE, Serum | 6159-8 | Citrus limon Ab.IgE:ACnc:Pt:Ser:Qn: | Fluorescence Enzyme Immunoassay (FEIA)
LEN | Lentil, IgE, Serum | 7458-3 | Lens esculenta Ab.IgE:ACnc:Pt:Ser:Qn: | Fluorescence Enzyme Immunoassay (FEIA)
LENT | Enterovirus, Molecular Detection, PCR, Varies | 93856-3 | Enterovirus RNA:PrThr:Pt:XXX:Ord:Non-probe.amp.tar | Real-Time Polymerase Chain Reaction (PCR)/RNA Probe Hybridization
LEPD | Lepidoglyphus destructor, IgE, Serum | 6160-6 | Lepidoglyphus destructor Ab.IgE:ACnc:Pt:Ser:Qn: | Fluorescence Enzyme Immunoassay (FEIA)
LEPDT | Leptospira, IgM, Serum | 23201-7 | Leptospira sp Ab.IgM:PrThr:Pt:Ser:Ord:IA | Enzyme-Linked Immunoassay Dot (Immunodot)
LETT | Lettuce, IgE, Serum | 6161-4 | Lactuca sativa Ab.IgE:ACnc:Pt:Ser:Qn: | Fluorescence Enzyme Immunoassay (FEIA)
LEU | Fecal Leukocytes, Feces | 13655-6 | Leukocytes:PrThr:Pt:Stool:Ord:Microscopy.light | Microscopic/Trichrome Stain
LEVE | Levetiracetam, Serum | 30471-7 | levETIRAcetam:MCnc:Pt:Ser/Plas:Qn: | Liquid Chromatography Tandem Mass Spectrometry (LC-MS/MS)
LFABP | Liver Fatty Acid-Binding Protein (L-FABP) Immunostain, Technical Component Only | Order only;no result |  | Immunohistochemistry (IHC)
LFACX | Cryptococcus Antigen with Reflex, Spinal Fluid | 29896-8 | Cryptococcus sp Ag:PrThr:Pt:CSF:Ird:IA | Lateral Flow Assay (LFA)
LFRI | Progentec aiSLE DX Lupus Flare Risk Index, Plasma | Not Provided |  | Immunoassay
LGB3S | Globotriaosylsphingosine, Serum | 90234-6 | Globotriaosylsphingosine:MCnc:Pt:Ser/Plas:Qn: | Liquid Chromatography Tandem Mass Spectrometry (LC-MS/MS)
LGBBS | Globotriaosylsphingosine, Blood Spot | 92754-1 | Globotriaosylsphingosine:SCnc:Pt:Bld.dot:Qn: | Liquid Chromatography Tandem Mass Spectrometry (LC-MS/MS)
LGBWB | Globotriaosylsphingosine, Blood | 92753-3 | Globotriaosylsphingosine:SCnc:Pt:Bld:Qn: | Liquid Chromatography Tandem Mass Spectrometry (LC-MS/MS)
LH | Luteinizing Hormone (LH), Serum | 10501-5 | Lutropin:ACnc:Pt:Ser/Plas:Qn: | Electrochemiluminescence Immunoassay
LHPED | Luteinizing Hormone (LH), Pediatrics, Serum | 83103-2 | Lutropin:ACnc:Pt:Ser/Plas:Qn:IA | Chemiluminescent Immunoassay (CIA)
LHSV | Herpes Simplex Virus (HSV), Molecular Detection, PCR, Varies | 94580-8 | Herpes simplex virus 1 & 2 DNA panel:-:Pt:XXX:-:Non-probe.amp.tar | Real-Time Polymerase Chain Reaction (PCR)/DNA Probe Hybridization
LHSVB | Herpes Simplex Virus (HSV), Molecular Detection, PCR, Blood | 93440-6 | Herpes Simplex Virus 1 & 2 DNA Panel:-:Pt:Bld:-:Non-probe.amp.tar | Real-Time Polymerase Chain Reaction (PCR)/DNA Probe Hybridization
LHSVZ | Herpes Simplex Virus (HSV) and Varicella-Zoster Virus (VZV), Molecular Detection, PCR, Varies | 94585-7 | Herpes simplex virus 1 & 2 & Varicella zoster virus DNA panel:-:Pt:XXX:-:Non-probe.amp.tar | LightCycler Polymerase Chain Reaction (PCR)
LID | Lidocaine, Serum | 3714-3 | Lidocaine:MCnc:Pt:Ser/Plas:Qn: | Enzyme-Multiplied Immunoassay Technique (EMIT)
LIME | Lime, IgE, Serum | 7464-1 | Citrus aurantifolia Ab.IgE:ACnc:Pt:Ser:Qn: | Fluorescence Enzyme Immunoassay (FEIA)
LIND | Linden, IgE, Serum | 11179-9 | Tilia cordata Ab.IgE:ACnc:Pt:Ser:Qn: | Fluorescence Enzyme Immunoassay (FEIA)
LINS | Linseed, IgE, Serum | 7312-2 | Linum usitatissimum Ab.IgE:ACnc:Pt:Ser:Qn: | Fluorescence Enzyme Immunoassay (FEIA)
LIPA1 | Lipoprotein(a), Serum | 43583-4 | Lipoprotein (little a):SCnc:Pt:Ser/Plas:Qn: | Immunoturbidimetric Assay
LIPOG | Lipodystrophy Gene Panel, Varies | 51966-0 | Genetic disease DNA analysis panel:-:Pt:Bld/Tiss:-:Molgen | Sequence Capture and Targeted Next-Generation Sequencing followed by Polymerase Chain Reaction (PCR) and Sanger Sequencing
LITH | Lithium, Serum | 14334-7 | Lithium:SCnc:Pt:Ser/Plas:Qn: | Colorimetric
LIVPR | Liver Profile, Serum | 24325-3 | Hepatic function 2000 panel:-:Pt:Ser/Plas:Qn: | BILIT: Photometric, Diazonium Salt BILID: Photometric, Diazotized Sulfanilic Acid AST: Photometric Rate, L-Aspartate with Pyridoxyl-5-Phosphate ALT: Photometric Rate, L-Alanine with Pyridoxal-5-Phosphate ALP: Photometric, p-Nitrophenol Phosphate ALB: Photometric, Bromcresol Green TP: Colorimetric, Biuret
LKM | Liver/Kidney Microsome Type 1 Antibodies, Serum | 32220-6 | Liver kidney microsomal 1 Ab:ACnc:Pt:Ser:Qn: | Enzyme-Linked Immunosorbent Assay (ELISA)
LLTOF | Leukemia and Lymphoma Phenotyping, Technical Only, Varies | 101119-6 | Leukemia and lymphoma immunophenotyping:Find:Pt:XXX:Doc:Flow cytometry | Immunophenotyping
LLTOT | Leukemia and Lymphoma Immunophenotyping, Technical Only, Tissue | 101119-6 | Leukemia and lymphoma immunophenotyping:Find:Pt:XXX:Doc:Flow cytometry | Immunophenotyping
LMALP | Malaria PCR with Parasitemia Reflex, Varies | 47260-5 | Plasmodium sp DNA:Prid:Pt:Bld:Nom:Probe.amp.tar | Real-Time Polymerase Chain Reaction (PCR)/DNA Probe Hybridization
LMO2 | LIM Domain Only 2 (LMO2) Immunostain, Technical Component Only | Order only;no result |  | Immunohistochemistry (IHC)
LMP1I | Epstein Barr Virus Latency Membrane Protein 1 Immunostain, Technical Component Only | Order only;no result |  | Immunohistochemistry (IHC)
LNBAB | Lyme Central Nervous System Infection IgG with Antibody Index Reflex, Serum and Spinal Fluid | 92815-0 | Borrelia afzelii+burgdorferi+garinii Ab.IgG panel:-:Pt:Ser+CSF:-: | Enzyme-Linked Immunosorbent Assay (ELISA)
LNBAI | Lyme Central Nervous System Infection IgG, Antibody Index, Spinal Fluid | 92812-7 | Borrelia afzelii+burgdorferi+garinii Ab.IgG:ACnc:Pt:CSF:Qn:IA | Only orderable as a reflex. For more information see LNBAB / Lyme CNS Infection IgG with Antibody Index Reflex.
LNORO | Norovirus PCR, Molecular Detection, Feces | 88701-8 | Norovirus genogroups I & II RNA panel:-:Pt:Stool:-:Probe.amp.tar | Real-Time Polymerase Chain Reaction (PCR)/RNA Probe Hybridization
LOB | Lobster, IgE, Serum | 6165-5 | Homarus gammarus Ab.IgE:ACnc:Pt:Ser:Qn: | Fluorescence Enzyme Immunoassay (FEIA)
LORAZ | Lorazepam (Ativan), Serum | 59703-9 | LORazepam:MCnc:Pt:Ser/Plas:Qn:Confirm | Liquid Chromatography/Tandem Mass Spectrometry (LC/MS/MS)
LOX | Loxapine (Loxitane) and 8-Hydroxyloxapine | 17090-2 | Loxapine+8-Hydroxyloxapine:MCnc:Pt:Ser/Plas:Qn: | Liquid Chromatography/Tandem Mass Spectrometry (LC/MS/MS)
LPA3P | Lymphocyte Proliferation to Anti-CD3/Anti-CD28 and Anti-CD3/Interleukin-2 (IL-2), Flow Cytometry, Blood | 59063-8 | Lymphocyte proliferation panel:-:Pt:Bld:-: | Flow Cytometry
LPAGF | Lymphocyte Proliferation to Antigens, Blood | 69042-0 | Lymphocyte proliferation antigen panel:-:Pt:Bld:-:Flow cytometry | Flow Cytometry
LPALD | Lipoprotein (a) and Low-Density Lipoprotein Cholesterol, Serum | 100732-7 | Cholesterol.in lipoprotein (little a) & Cholesterol.in LDL panel:-:Pt:Ser:-: | Lipoprotein (a) Cholesterol: Electrophoresis/Enzyme Staining/Densitometry Low-Density Lipoprotein Cholesterol: Ultracentrifugation/Selective Precipitation/Enzymatic Colorimetric (Beta-Quantification)
LPCBS | Lysophosphatidylcholines, LC MS/MS, Blood Spot | 105457-6 | Lysophosphatidylcholines panel:-:Pt:Bld.dot:-: | Liquid Chromatography Tandem Mass Spectrometry (LC-MS/MS)
LPLFX | Lymphoplasmacytic Lymphoma/Waldenstrom Macroglobulinemia, MYD88 L265P with Reflex to CXCR4, Varies | 82140-5 | MYD88 gene.p.Leu265Pro targeted mutation analysis:Find:Pt:Bld/Tiss:Doc:Molgen | Allele-Specific Polymerase Chain Reaction (AS-PCR)/Bridged Nucleic Acids (BNA) Clamp Sanger Sequencing/Routine Sanger Sequencing (BNAClamp is utilized pursuant to a license agreement with BNA Inc.)
LPMGF | Lymphocyte Proliferation to Mitogens, Blood | 69018-0 | Lymphocyte proliferation mitogen panel:-:Pt:Bld:-:Flow cytometry | Flow Cytometry
LPS | Lipase, Serum | 3040-3 | Triacylglycerol lipase:CCnc:Pt:Ser/Plas:Qn: | Colorimetric Rate Reaction
LPSBF | Lipase, Body Fluid | 15212-4 | Triacylglycerol lipase:CCnc:Pt:Body fld:Qn: | Enzymatic Colorimetric Reaction
LPSC1 | Lipid Panel, Serum | 24331-1 | Lipid 1996 panel:-:Pt:Ser/Plas:Qn: | CHOL, TRIG, HDCH: Enzymatic Colorimetric CLDL1, NHDCH: Calculation
LQTSG | Long QT Syndrome Gene Panel, Varies | 55146-5 | Familial long QTS syndrome gene targeted mutation analysis:Find:Pt:Bld/Tiss:Doc:Molgen | Sequence Capture and Targeted Next-Generation Sequencing followed by Polymerase Chain Reaction (PCR) and Sanger Sequencing.
LRCCZ | Hereditary Leiomyomatosis and Renal Cell Cancer Syndrome, FH, Full Gene Analysis, Varies | 101382-0 | FH gene deletion+duplication & full mutation analysis:Find:Pt:Bld/Tiss:Doc:Molgen | Sequence Capture and Targeted Next-Generation Sequencing followed by Polymerase Chain Reaction (PCR) and Sanger Sequencing
LSD6W | Lysosomal Storage Disorders, Six-Enzyme Panel, Leukocytes | 94489-2 | Lysosomal storage disorders panel:-:Pt:WBC:Qn: | Flow Injection Analysis-Tandem Mass Spectrometry (FIA-MS/MS)
LSDGP | Lysosomal Storage Disease Gene Panel, Varies | 105263-8 | Lysosomal storage disease multigene analysis:Find:Pt:Bld/Tiss:Doc:Molgen | Sequence Capture and Targeted Next-Generation Sequencing followed by Polymerase Chain Reaction (PCR) and Sanger Sequencing.
LSDS | Lysosomal Storage Disorders Screen, Random, Urine | 105125-9 | Lysosomal storage disorders screen panel:-:Pt:Urine:-: | CTS02, OLI02: Matrix-Assisted Laser Desorption/Ionization Time-of-Flight Mass Spectrometry (MALDI-TOF MS) MPS02: Liquid Chromatography Tandem Mass Spectrometry (LC-MS/MS) BG721: Medical Interpretation
LUPN | Lupin, IgE, Serum | 11180-7 | Lupinus spp Ab.IgE:ACnc:Pt:Ser:Qn: | Fluorescence Enzyme Immunoassay (FEIA)
LUTHI | Luteinizing Hormone (LH) Beta Immunostain, Technical Component Only | Order only;no result |  | Immunohistochemistry (IHC)
LVZV | Varicella-Zoster Virus, Molecular Detection, PCR, Varies | 94584-0 | Varicella zoster virus DNA:PrThr:Pt:XXX:Ord:Non-probe.amp.tar | Real-Time Polymerase Chain Reaction (PCR)/DNA Probe Hybridization
LY27B | HLA-B27, Blood | 26028-1 | HLA-B27:PrThr:Pt:Bld/Tiss:Ord:Flow cytometry | Flow Cytometry
LYME | Lyme Disease Serology, Serum | 20449-5 | Borrelia burgdorferi Ab:PrThr:Pt:Ser:Ord:IA | Enzyme-Linked Immunosorbent Assay (ELISA)
LYMPV | Lyme Disease, Molecular Detection, PCR, Varies | 94253-2 | Borrelia sp panel:-:Pt:XXX:-:Non-probe.amp.tar | Real-Time Polymerase Chain Reaction (PCR)/DNA Probe Hybridization
LYNCP | Lynch Syndrome Panel, Varies | 105197-8 | Hereditary nonpolyposis colorectal cancer multigene analysis:Find:Pt:Bld/Tiss:Doc:Molgen | Sequence Capture and Next-Generation Sequencing (NGS), Polymerase Chain Reaction (PCR), Sanger Sequencing and/or Multiplex Ligation-Dependent Probe Amplification (MLPA)
LYSO | Lysozyme, IgE, Serum | 11182-3 | Lysozyme Ab.IgE:ACnc:Pt:Ser:Qn: | Fluorescence Enzyme Immunoassay (FEIA)
LYSOZ | Lysozyme Immunostain, Technical Component Only | Order only;no result |  | Immunohistochemistry (IHC)
LYWB | Lyme Disease Antibody, Immunoblot, Serum | 18203-0 | Borrelia burgdorferi Ab.IgG+IgM:PrThr:Pt:Ser:Ord:IB | Immunoblot Microarray
MA2EC | Ma2 Antibody, ELISA, Spinal Fluid | 101867-0 | Ma2 Antibody:PrThr:Pt:CSF:Ord:IA | Enzyme-Linked Immunosorbent Assay (ELISA)
MA2ES | Ma2 Antibody by ELISA, Serum | 101868-8 | Ma2 Antibody:PrThr:Pt:Ser/Plas:Ord:IA | Enzyme-Linked Immunosorbent Assay (ELISA)
MAC1 | Myelopathy, Autoimmune/Paraneoplastic Evaluation, Spinal Fluid | 94353-0 | Myelopathy autoimmune Ab panel:-:Pt:CSF:-: | MCI1: Medical Interpretation AGN1C, AGNTC, AMPHC, APHTC, ANN1C, AN1TC, ANN2C, AN2TC, ANN3C, AN3TC, APBIC, APBTC, CRMTC, DPPTC, GABIC, GFAIC, GFATC, GL1IC, GL1TC, NCDIC, NCDTC, NIFIC, NIFTC, PCA1C, PC1TC, PCA2C, PC2TC, SP7IC, SP7TC, T46IC, T46TC: Indirect Immunofluorescence Assay (IFA) GD65C: Radioimmunoassay (RIA) CRMWC: Western Blot (WB) AGNBC, AMIBC, AN1BC, AN2BC, PC1BC: Immunoblot (IB) NMOFC, NMOTC: Flow Cytometry (FCM) APBCC, DPPCC, GABCC, GFACC, GL1CC, NCDCC, AINCC, NFLCC, NFHCC, SP7CC, T46CC: Cell Binding Assay (CBA)
MACE | Mace, IgE, Serum | 15280-1 | Mace Ab.IgE:ACnc:Pt:Ser:Qn: | Fluorescence Enzyme Immunoassay (FEIA)
MACK | Mackerel, IgE, Serum | 7474-0 | Scomber scombrus Ab.IgE:ACnc:Pt:Ser:Qn: | Fluorescence Enzyme Immunoassay (FEIA)
MACNT | Macadamia Nut, IgE, Serum | 11183-1 | Macadamia spp Ab.IgE:ACnc:Pt:Ser:Qn: | Fluorescence Enzyme Immunoassay (FEIA)
MAFP1 | Alpha-Fetoprotein (AFP), Single Marker Screen, Maternal, Serum | 48802-3 | Alpha-1-fetoprotein panel:-:Pt:Ser/Plas:-: | Two-Site Immunoenzymatic (Sandwich) Assay
MAGES | Myelin-Associated Glycoprotein Autoantibodies, IgM, Serum | 39087-2 | Myelin associated glycoprotein Ab.IgM:Titr:Pt:Ser:SemiQn:IA | Enzyme-Linked Immunosorbent Assay (ELISA)
MAGRU | Magnesium/Creatinine Ratio, Random, Urine | 13474-2 | Magnesium/Creatinine:MRto:Pt:Urine:Qn: | MGCO: Colorimetric Endpoint Assay CRETR: Enzymatic Colorimetric Assay MCTR1: Calculation
MAGU | Magnesium, 24 Hour, Urine | 24447-5 | Magnesium:MRat:24H:Urine:Qn: | Colorimetric Endpoint Assay
MAL | Rapid Malaria/Babesia Smear, Varies | 51714-4 | Observation:Prid:Pt:Bld:Nom:Giemsa stain | Giemsa Stain
MALCT | Plasmodium Percent Parasitemia Reflex, Varies | 53556-7 | Erythrocytes.Plasmodium sp infected/100 erythrocytes:NFr:Pt:Bld:Qn: | Only orderable as a reflex. For more information see LMALP / Malaria PCR with Parasitemia Reflex, Varies. Giemsa Stain
MALI | MAL Immunostain, Technical Component Only | Order only;no result |  | Immunohistochemistry (IHC)
MALP | Malabsorption Evaluation Panel, Feces | 101803-5 | Malabsorption Evaluation Panel:-:Pt:Stool:-: | A1AF: Nephelometry CALPR, ELASF: Enzyme-Linked Immunosorbent Assay (ELISA) UREDF: Benedict's Copper Reduction Reaction
MALT | Malt, IgE, Serum | 6166-3 | Malt Ab.IgE:ACnc:Pt:Ser:Qn: | Fluorescence Enzyme Immunoassay (FEIA)
MAMLF | MAML2 (11q21) Rearrangement, Mucoepidermoid Carcinoma (MEC), FISH, Tissue | 74034-0 | MAML2 11q21 gene rearrangements:Find:Pt:Tiss:Doc:FISH | Fluorescence In Situ Hybridization (FISH)
MAMMX | 6-Monoacetylmorphine (6-MAM) Confirmation, Chain of Custody, Meconium | 29345-6 | 6-Monoacetylmorphine:MCnt:Pt:Meconium:Qn: | Liquid Chromatography Tandem Mass Spectrometry (LC-MS/MS)
MAND | Mandarin, IgE, Serum | 7731-3 | Citrus reticulata Ab.IgE:ACnc:Pt:Ser:Qn: | Fluorescence Enzyme Immunoassay (FEIA)
MANGO | Mango, IgE, Serum | 6167-1 | Mangifera indica Ab.IgE:ACnc:Pt:Ser:Qn: | Fluorescence Enzyme Immunoassay (FEIA)
MANN | Alpha-Mannosidase, Leukocytes | 24053-1 | Alpha mannosidase:CCnt:Pt:WBC:Qn: | Fluorometric
MARE | Mare's Milk, IgE, Serum | 10936-3 | Mare milk Ab.IgE:ACnc:Pt:Ser:Qn: | Fluorescence Enzyme Immunoassay (FEIA)
MARJ | Marjoram, IgE, Serum | 10937-1 | Origanum majorana Ab.IgE:ACnc:Pt:Ser:Qn: | Fluorescence Enzyme Immunoassay (FEIA)
MARS | Rough Marsh Elder, IgE, Serum | 6232-3 | Iva ciliata Ab.IgE:ACnc:Pt:Ser:Qn: | Fluorescence Enzyme Immunoassay (FEIA)
MAS1 | Myelopathy, Autoimmune/Paraneoplastic Evaluation, Serum | 94339-9 | Myelopathy autoimmune Ab panel:-:Pt:Ser:-: | MSI1: Medical Interpretation AGN1S, AGNTS, AMPHS, APHTS, ANN1S, AN1TS, ANN2S, AN2TS, ANN3S, AN3TS, APBIS, APBTS, CRMTS, DPPTS, GABIS, GFAIS, GFATS, GL1IS, GL1TS, NCDIS, NCDTS, NIFIS, NIFTS, PCABP, PC1TS, PCAB2, PC2TS, SP7IS, SP7TS, T46IS, T46TS: Indirect Immunofluorescence Assay (IFA) GD65S: Radioimmunoassay (RIA) CRMWS: Western Blot (WB) AGNBS, AMIBS, AN1BS, AN2BS, PC1BS: Immunoblot (IB) MOGFS, MOGTS, NMOFS, NMOTS: Flow Cytometry (FCM) APBCS, DPPCS, GABCS, GFACS, GL1CS, NCDCS, AINCS, NFLCS, NFHCS, SP7CS, T46CS: Cell Binding Assay (CBA)
MASF | Angiosarcoma, MYC (8q24) Amplification, FISH, Tissue | 101384-6 | MYC gene amplification:Find:Pt:Tiss:Doc:FISH | Fluorescence In Situ Hybridization (FISH)
MATCC | Maternal Cell Contamination, Molecular Analysis, Varies | 40704-9 | Maternal cell contamination:Prid:Pt:Bld:Nom: | Polymerase Chain Reaction (PCR) based comparison of Microsatellite Markers
MB2GP | Beta-2 Glycoprotein 1 Antibodies, IgM, Serum | 44449-7 | Beta 2 glycoprotein 1 Ab.IgM:ACnc:Pt:Ser/Plas:Qn:IA | Enzyme-Linked Immunosorbent Assay (ELISA)
MBLF | Mannan Binding Lectin Complement Pathway, Functional, Serum | 74522-4 | Complement lectin pathway actual/normal:RelACnc:Pt:Ser:Qn:IA | Enzyme-Linked Immunosorbent Assay (ELISA)
MBRAF | BRAF V600 Somatic Mutation Analysis, Bone Marrow | 85101-4 | BRAF gene.p.Val600Glu:PrThr:Pt:Bone mar:Ord:Molgen | Real-Time PCR Amplification and Detection
MBX | Muscle Pathology Consultation | 60570-9 | Consultation note:Find:Pt:{Setting}:Doc:Pathology | Muscle Biopsy Surgical Pathology Consultation and/or Review of Outside Material
MCADZ | Medium-Chain Acyl-CoA Dehydrogenase (MCAD) Deficiency Full Gene Analysis, Varies | 95773-8 | ACADM gene full mutation analysis:Find:Pt:Bld/Tiss:Doc:Sequencing | Polymerase Chain Reaction (PCR) Amplification/DNA Sequencing
MCBPP | MayoComplete Bladder and Prostate Cancer Panel, Next-Generation Sequencing, Tumor | 105589-6 | Bladder & Prostate cancer multigene analysis:Find:Pt:Tiss:Doc:Molgen | Sequence Capture Next-Generation Sequencing (NGS)
MCCRC | MayoComplete Colorectal Cancer Panel, Next-Generation Sequencing, Tumor | 73977-1 | Cancer related multigene analysis:Find:Pt:Bld/Tiss:Doc:Molgen | Sequence Capture and Targeted Next-Generation Sequencing (NGS)
MCEA | Carcinoembryonic Antigen, Monoclonal Immunostain, Technical Component Only | Order only;no result |  | Immunohistochemistry (IHC)
MCECP | MayoComplete Endometrial Carcinoma Panel, Next-Generation Sequencing, Tumor | 105590-4 | Endometrial carcinoma multigene analysis:Find:Pt:Tiss:Doc:Molgen | Sequence Capture Next-Generation Sequencing (NGS)
MCFRC | MayoComplete Renal Cell Carcinoma with Fibromyomatous Stroma Panel, Next-Generation Sequencing, Tumor | 105591-2 | Renal cell carcinoma fibromyomatous stroma multigene analysis:Find:Pt:Tiss:Doc:Molgen | Sequence Capture Next-Generation Sequencing (NGS)
MCGST | MayoComplete Gastrointestinal Stromal Tumor (GIST) Panel, Next-Generation Sequencing, Tumor | 102117-9 | GIST multigene mutation panel:-:Pt:Tiss:-:Molgen | Sequence Capture and Targeted Next-Generation Sequencing (NGS)
MCGYN | MayoComplete Gynecological Cancer Panel, Next-Generation Sequencing, Tumor | 105592-0 | Gynecological carcinoma multigene analysis:Find:Pt:Tiss:Doc:Molgen | Sequence Capture Next-Generation Sequencing (NGS)
MCHZ | Cheese, Mold, IgE, Serum | 6068-1 | Cheese mold type Ab.IgE:ACnc:Pt:Ser:Qn: | Fluorescence Enzyme Immunoassay (FEIA)
MCKCP | MayoComplete Kidney Cancer Panel, Next-Generation Sequencing, Tumor | 105593-8 | Renal cell carcinoma multigene analysis:Find:Pt:Tiss:Doc:Molgen | Sequence Capture Next-Generation Sequencing (NGS)
MCLBP | MayoComplete Liquid Biopsy Panel, Next-Generation Sequencing, Cell-Free DNA | 73977-1 | Cancer related multigene analysis:Find:Pt:Bld/Tiss:Doc:Molgen | Sequence Capture and Targeted Next-Generation Sequencing (NGS)
MCLIP | Phospholipid (Cardiolipin) Antibodies, IgM, Serum | 3182-3 | Cardiolipin Ab.IgM:ACnc:Pt:Ser:Qn:IA | Enzyme-Linked Immunosorbent Assay (ELISA)
MCLNG | MayoComplete Lung Cancer-Targeted Gene Panel with Rearrangement, Tumor | 101378-8 | Lung cancer targeted gene fusion transcript analysis:Find:Pt:Tiss:Doc:Sequencing | Sequence Capture and Targeted Next-Generation Sequencing (NGS)/Polymerase Chain Reaction (PCR)
MCLNM | MayoComplete Lung Cancer Mutations, Next-Generation Sequencing, Tumor | 102042-9 | Lung cancer panel:-:Pt:Lung tiss:-:Sequencing | Sequence Capture and Targeted Next-Generation Sequencing (NGS)
MCLNR | MayoComplete Lung Rearrangements, Rapid Test, Tumor | 73977-1 | Cancer related multigene analysis:Find:Pt:Bld/Tiss:Doc:Molgen | Polymerase Chain Reaction (PCR)
MCMLN | MayoComplete Melanoma Panel, Next-Generation Sequencing, Tumor | 73977-1 | Cancer related multigene analysis:Find:Pt:Bld/Tiss:Doc:Molgen | Sequence Capture and Targeted Next-Generation Sequencing (NGS)
MCOCP | MayoComplete Ovarian, Fallopian Tube, and Peritoneal Cancer Panel, Next-Generation Sequencing, Tumor | 105594-6 | Ovarian, fallopian tube and peritoneal carcinoma multigene analysis:Find:Pt:Tiss:Doc:Molgen | Sequence Capture Next-Generation Sequencing (NGS)
MCP2Z | MECP2 Gene, Full Gene Analysis, Varies | 94229-2 | MECP2 gene deletion+duplication & full mutation analysis:Find:Pt:Bld/Tiss:Doc:Molgen | Sequence Capture and Targeted Next-Generation Sequencing followed by Polymerase Chain Reaction (PCR) and Sanger Sequencing
MCRNA | Chlamydia trachomatis, Miscellaneous Sites, Nucleic Acid Amplification, Varies | 43304-5 | Chlamydia trachomatis rRNA:PrThr:Pt:XXX:Ord:Probe.amp.tar | Transcription Mediated Amplification
MCRPL | Macroprolactin, Serum | 78993-3 | Prolactin isoforms panel:-:Pt:Ser/Plas:-: | TOPRL: Electrochemiluminescent Immunoassay PEGPR: Polyethylene Glycol (PEG) Precipitation Followed by Electrochemiluminescent Immunoassay
MCSMP | MayoComplete Sarcoma Mutation Panel, Next-Generation Sequencing, Tumor | 73977-1 | Cancer related multigene analysis:Find:Pt:Bld/Tiss:Doc:Molgen | Sequence Capture and Targeted Next-Generation Sequencing (NGS)
MCSRC | MayoComplete Comprehensive Sarcoma Panel, Next-Generation Sequencing, Tumor | 95124-4 | Sarcoma targeted gene fusion transcript analysis:Find:Pt:Tiss:Doc:Sequencing | Sequence Capture and Targeted Next-Generation Sequencing (NGS) and Polymerase Chain Reaction (PCR)-based NGS
MCSTP | MayoComplete Solid Tumor Panel, Next-Generation Sequencing, Tumor | 73977-1 | Cancer related multigene analysis:Find:Pt:Bld/Tiss:Doc:Molgen | Sequence Capture and Targeted Next-Generation Sequencing (NGS)
MCTGC | Chlamydia trachomatis and Neisseria gonorrhoeae, Miscellaneous Sites, Nucleic Acid Amplification, Varies | 64017-7 | Chlamydia trachomatis & Neisseria gonorrhoeae rRNA panel:-:Pt:XXX:-:Probe.amp.tar | Transcription Mediated Amplification
MDC2 | Movement Disorder, Autoimmune/Paraneoplastic Evaluation, Spinal Fluid | 94712-7 | Movement disorder autoimmune Ab panel:-:Pt:CSF:-: | GRFIC, GRFTC, K11TC, AGN1C, AGNTC, AMPIC, AMPHC, APHTC, ANN1C, AN1TC, ANN2C, AN2TC, ANN3C, AN3TC, APBIC, APBTC, CRMTC, DPPTC, GABIC, GFAIC, GFATC, IG5TC, ITPIC, ITPTC, GL1IC, GL1TC, NCDIC, NCDTC, NIFIC, NIFTC, NMDIC, PCA1C, PC1TC, PCA2C, PC2TC, PCTRC, PCTTC, PDEIC, PDETC, SP5IC, SP5TC, SP7IC, SP7TC, T46IC, T46TC: Indirect Immunofluorescence Assay (IFA) GRFCC, K11CC, AMPCC, APBCC, CS2CC, DPPCC, GABCC, GFACC, IG5CC, ITPCC, LG1CC, GL1CC, NCDCC, AINCC, NFLCC, NFHCC, NMDCC, SP5CC, SP7CC, T46CC: Cell Binding Assay (CBA) CRMWC: Western Blot (WB) AGNBC, AMIBC, AN1BC, AN2BC, PC1BC, PCTBC: Immunoblot (IB) GD65C: Radioimmunoassay (RIA) MDCI: Medical Interpretation
MDM2F | MDM2 (12q15) Amplification, Well-Differentiated Liposarcoma/Atypical Lipomatous Tumor, FISH, Tissue | 93808-4 | MDM2 gene amplification:Find:Pt:Tiss:Doc:FISH | Fluorescence In Situ Hybridization (FISH)
MDNS | Methadone and Metabolites, Serum | 96602-8 | Methadone & 2-Ethylidene-1,5-Dimethyl-3,3-Diphenylpyrrolidine panel:-:Pt:Ser/Plas:-: | Liquid Chromatography Tandem Mass Spectrometry (LC-MS/MS)
MDS2 | Movement Disorder, Autoimmune/Paraneoplastic Evaluation, Serum | 94701-0 | Movement disorder autoimmune Ab panel:-:Pt:Ser/Plas:-: | GRFIS, GRFTS, K11TS, AGN1S, AGNTS, AMPIS, AMPHS, APHTS, ANN1S, AN1TS, ANN2S, AN2TS, ANN3S, AN3TS, APBIS, APBTS, CRMTS, DPPTS, GABIS, GFAIS, GFATS, IG5TS, ITPIS, ITPTS, GL1IS, GL1TS, NCDIS, NCDTS, NIFIS, NIFTS, NMDIS, PCABP, PC1TS, PCAB2, PC2TS, PCATR, PCTTS, PDEIS, PDETS, SP7IS, SP7TS, SP5IS, SP5TS, T46IS, T46TS: Indirect Immunofluorescence Assay (IFA) GRFCS, K11CS, AMPCS, APBCS, CS2CS, DPPCS, GABCS, GFACS, IG5CS, ITPCS, LG1CS, GL1CS, NCDCS, AINCS, NFLCS, NFHCS, NMDCS, SP7CS, SP5CS, T46CS: Cell Binding Assay (CBA) CRMWS: Western Blot (WB) AGNBS, AMIBS, AN1BS, AN2BS, PC1BS, PCTBS: Immunoblot (IB) CCPQ, GD65S: Radioimmunoassay (RIA) MDSI: Medical interpretation
MDSDF | Myelodysplastic Syndrome (MDS), Diagnostic FISH, Varies | Obsolete |  | Fluorescence In Situ Hybridization (FISH)
MDSMF | Myelodysplastic Syndrome (MDS), Specified FISH, Varies | Obsolete |  | Fluorescence In Situ Hybridization (FISH)
MDYSP | Inherited Muscular Dystrophy Gene Panel, Varies | 103952-8 | Muscular dystrophy multigene analysis:Find:Pt:XXX:Doc:Molgen | Sequence Capture and Targeted Next-Generation Sequencing followed by Polymerase Chain Reaction (PCR) and Sanger Sequencing
MEAD | Meadow Fescue, IgE, Serum | 6169-7 | Festuca elatior Ab.IgE:ACnc:Pt:Ser:Qn: | Fluorescence Enzyme Immunoassay (FEIA)
MEASR | Measles Virus, Molecular Detection, PCR, Throat | 91077-8 | Measles virus RNA:PrThr:Pt:Respiratory system specimen.upper:Ord:Probe.amp.tar | Real-Time Polymerase Chain Reaction (PCR)
MEASU | Measles Virus, Molecular Detection, PCR, Urine | 86577-4 | Measles virus RNA:PrThr:Pt:Urine:Ord:Probe.amp.tar | Real-Time Polymerase Chain Reaction (PCR)
MECPI | Methicillin Resistance Gene, Molecular Detection, PCR, Varies | 48813-0 | Bacterial methicillin resistance mecA gene:PrThr:Pt:Isolate/Specimen:Ord:Molgen | Real-Time Polymerase Chain Reaction (PCR)/Reverse Transcription PCR (RT-PCR)
MEGR | Megrim, IgE, Serum | 10939-7 | Lepidorhombus whiffiagonis Ab.IgE:ACnc:Pt:Ser:Qn: | Fluorescence Enzyme Immunoassay (FEIA)
MELAI | Melaleuca leucadendron, IgE, Serum | 6171-3 | Melaleuca leucadendron Ab.IgE:ACnc:Pt:Ser:Qn: | Fluorescence Enzyme Immunoassay (FEIA)
MELAN | Melan A (MART-1) Immunostain, Technical Component Only | Order only;no result |  | Immunohistochemistry (IHC)
MELN | Melons, IgE, Serum | 57884-9 | Cucumis melo spp Ab.IgE:ACnc:Pt:Ser:Qn: | Fluorescence Enzyme Immunoassay (FEIA)
MEPHS | Mephobarbital and Phenobarbital, Serum | 97183-8 | Mephobarbital & PHENobarbital panel:-:Pt:Ser/Plas:Qn: | Gas Chromatography Mass Spectrometry (GC-MS)
MERKC | Merkel CC (MCPyV) Immunostain, Technical Component Only | Order only;no result |  | Immunohistochemistry (IHC)
MESOF | Mesothelioma, CDKN2A FISH, Tissue | 21614-3 | CDKN2A gene deletion:Arb:Pt:Bld/Tiss:Ord:Molgen | Fluorescence In Situ Hybridization (FISH)
MESOR | Mesoridazine (Serentil) | 3760-6 | Mesoridazine:MCnc:Pt:Ser/Plas:Qn:
MESQ | Mesquite, IgE, Serum | 6173-9 | Prosopis juliflora Ab.IgE:ACnc:Pt:Ser:Qn: | Fluorescence Enzyme Immunoassay (FEIA)
MET | Methemoglobin and Sulfhemoglobin, Blood | 98902-0 | Methemoglobin & sulfhemoglobin panel:MFr:Pt:Bld:Qn: | Spectrophotometry (SP)
META3 | Metanephrines with 3-Methoxytyramine, 24 Hour, Urine | 101400-0 | Metanephrine, Normetanephrine, 3-Methoxytyramine panel:-:24H:Urine:-: | Liquid Chromatography-Tandem Mass Spectrometry (LC-MS/MS)
METAF | Metanephrines, Fractionated, 24 Hour, Urine | 104632-5 | Metanephrine & Normetanephrine & Total metanephrines panel:-:24H:Urine:-: | Liquid Chromatography Tandem Mass Spectrometry (LC-MS/MS)
METF | MET (7q31), FISH, Tissue | 90926-7 | MET gene amplification:Find:Pt:Bld/Tiss:Doc:FISH | Fluorescence In Situ Hybridization (FISH)
METR1 | Cytochrome b5 Reductase Enzyme Activity, Blood | 32703-1 | Cytochrome b5 reductase:CCnt:Pt:RBC:Qn: | Kinetic Spectrophotometry (KS)
METRN | Metanephrines, Fractionated, Random, Urine | 68317-7 | Metanephrine, Normetanephrine & Creatinine panel:-:Pt:Urine:-: | METAU: Liquid Chromatography Tandem Mass Spectrometry (LC-MS/MS) CRETR: Enzymatic Colorimetric Assay
MEX | Mexiletine, Serum | 40779-1 | Mexiletine^trough:MCnc:Pt:Ser/Plas:Qn: | Liquid Chromatography Tandem Mass Spectrometry (LC-MS/MS)
MFBNG | FBN1 Full Gene Sequencing with Deletion/Duplication, Varies | 77114-7 | FBN1 gene full mutation analysis:Find:Pt:Bld/Tiss:Doc:Sequencing | Sequence Capture and Targeted Next-Generation Sequencing followed by Polymerase Chain Reaction (PCR) and Sanger Sequencing.
MFOX | Meadow Foxtail, IgE, Serum | 6170-5 | Alopercurus pratensis Ab.IgE:ACnc:Pt:Ser:Qn: | Fluorescence Enzyme Immunoassay (FEIA)
MFRGG | Marfan, Loeys-Dietz, and Aortopathy Gene Panel, Varies | 105198-6 | Marfan and related conditions multigene analysis:Find:Pt:Bld/Tiss:Doc:Molgen | Sequence Capture and Targeted Next-Generation Sequencing followed by Polymerase Chain Reaction (PCR) and Sanger Sequencing
MGB | Mammaglobin (MGB) Immunostain, Technical Component Only | Order only;no result |  | Immunohistochemistry (IHC)
MGLE | Myasthenia Gravis/Lambert-Eaton Myasthenic Syndrome Evaluation, Serum | 97566-4 | Myasthenia gravis & Lambert-Eaton syndrome autoimmune Ab panel:-:Pt:Ser:-: | ARBI, CCPQ, MUSK: Radioimmunoassay (RIA) ACMFS: Flow Cytometry MGLEI: Medical Interpretation
MGMR | Myasthenia Gravis Evaluation with Muscle-Specific Kinase (MuSK) Reflex, Serum | 53706-8 | Myasthenia gravis evaluation adult reflex panel:-:Pt:Ser:Qn: | ARBI, MUSK: Radioimmunoassay (RIA) ACMFS: Flow Cytometry MGMRI: Medical Interpretation
MGMT | MGMT Promoter Methylation, Tumor | 60252-4 | MGMT gene methylation:Arb:Pt:Tiss:Ord:Molgen | Methylation-Specific Polymerase Chain Reaction (PCR) Analysis
MGRNA | Neisseria gonorrhoeae, Miscellaneous Sites, Nucleic Acid Amplification, Varies | 43305-2 | Neisseria gonorrhoeae rRNA:PrThr:Pt:XXX:Ord:Probe.amp.tar | Transcription Mediated Amplification
MGS | Magnesium, Serum | 19123-9 | Magnesium:MCnc:Pt:Ser/Plas:Qn: | Colorimetric Assay
MG_F | Magnesium, Feces | 29911-5 | Magnesium:MCnc:Pt:Stool:Qn: | Colorimetric Titration
MHBRP | Metamycoplasma hominis, Molecular Detection, PCR, Blood | 42621-3 | Mycoplasma hominis DNA:PrThr:Pt:Bld:Ord:Probe.amp.tar | Real-Time Polymerase Chain Reaction (PCR) using LightCycler and Fluorescent Resonance Energy Transfer (FRET)
MHPRP | Metamycoplasma hominis, Molecular Detection, PCR, Plasma | 68546-1 | Mycoplasma hominis DNA:PrThr:Pt:XXX:Ord:Probe.amp.tar | Real-Time Polymerase Chain Reaction (PCR) using LightCycler and Fluorescent Resonance Energy Transfer (FRET)
MHRP | Metamycoplasma hominis, Molecular Detection, PCR, Varies | 68546-1 | Mycoplasma hominis DNA:PrThr:Pt:XXX:Ord:Probe.amp.tar | Real-Time Polymerase Chain Reaction (PCR) using LightCycler and Fluorescent Resonance Energy Transfer (FRET)
MILK | Milk, IgE, Serum | 6174-7 | Milk Ab.IgE:ACnc:Pt:Ser:Qn: | Fluorescence Enzyme Immunoassay (FEIA)
MINT | Molecular Interpretation | 69047-9 | Geneticist review:Imp:Pt:XXX:Nar: | Only orderable as part of a profile. For more information see HEMP / Hereditary Erythrocytosis Mutations. This is a consultative interpretation for the Hereditary Erythrocytosis Mutations test.
MISCF | Miscellaneous Studies Using Chromosome-Specific Probes, FISH | 62367-8 | Chromosome analysis panel:-:Pt:Bld/Tiss:-:FISH | Fluorescence In Situ Hybridization (FISH)
MITF | MiTF Immunostain, Technical Component Only | Order only;no result |  | Immunohistochemistry (IHC)
ML1HM | MLH1 Hypermethylation Analysis, Tumor | 97761-1 | MLH1 gene methylation analysis:Find:Pt:Tumor:Doc:Molgen | Polymerase Chain Reaction (PCR)
MLH1 | MLH1 Immunostain, Technical Component Only | Order only;no result |  | Immunohistochemistry (IHC)
MLH1I | MLH-1, Immunostain (Bill Only) | 50322-7 | MLH-1 Ag:PrThr:Pt:Tiss:Ord:Immune stain
MLHPB | MLH1 Hypermethylation Analysis, Blood | 97760-3 | MLH1 gene methylation analysis:Find:Pt:Bld:Doc:Molgen | Polymerase Chain Reaction (PCR)
MMAGP | Methylmalonic Aciduria Gene Panel, Varies | 105347-9 | Methylmalonate aciduria multigene analysis:Find:Pt:Bld/Tiss:Doc:Molgen | Sequence Capture and Targeted Next-Generation Sequencing (NGS) followed by Polymerase Chain Reaction (PCR) and Sanger Sequencing
MMAP | Methylmalonic Acid, Quantitative, Plasma | 13964-2 | Methylmalonate:SCnc:Pt:Ser/Plas:Qn: | Liquid Chromatography Tandem Mass Spectrometry (LC-MS/MS)
MMAS | Methylmalonic Acid, Quantitative, Serum | 13964-2 | Methylmalonate:SCnc:Pt:Ser/Plas:Qn: | Liquid Chromatography Tandem Mass Spectrometry (LC-MS/MS)
MMAU | Methylmalonic Acid, Quantitative, Urine | 25116-5 | Methylmalonate/Creatinine:SRto:Pt:Urine:Qn: | Liquid Chromatography Tandem Mass Spectrometry (LC-MS/MS)
MMGEN | Mycoplasma genitalium, Transcription-Mediated Amplification, Post-Prostatic Massage Fluid/Urine or Peritoneal Fluids | 100706-1 | Mycoplasma genitalium rRNA:PrThr:Pt:XXX:Ord:Probe.amp.tar | Transcription-Mediated Amplification
MMLNS | Antimicrobial Susceptibility, Nocardia species and other Aerobic Actinomycetes, Varies | 29577-4 | Fungal susceptibility panel:-:Pt:Isolate:OrdQn: | Minimum Inhibitory Concentration (MIC)
MMLRG | Antimicrobial Susceptibility, Acid-Fast Bacilli, Rapidly Growing, Varies | 29579-0 | Mycobacterial susceptibility panel:-:Pt:Isolate:OrdQn:Method for Slow-growing mycobacteria | Minimum Inhibitory Concentration (MIC) by Microtiter Broth Dilution Method
MMLSA | Antimicrobial Susceptibility, Anaerobic Bacteria, Minimal Inhibitory Concentration, Varies | 50545-3 | Bacterial susceptibility panel:-:Pt:Isolate:OrdQn:MIC | Minimal Inhibitory Concentration (MIC) by Agar Dilution
MMLSG | Antimicrobial Susceptibility, Acid-Fast Bacilli, Slowly Growing, Varies | 29579-0 | Mycobacterial susceptibility panel:-:Pt:Isolate:OrdQn:Method for Slow-growing mycobacteria | Microtiter Broth Dilution
MMLYP | Antimicrobial Susceptibility Panel, Yeast, Varies | 29577-4 | Fungal susceptibility panel:-:Pt:Isolate:OrdQn: | Minimum Inhibitory Concentration (MIC)
MMPGM | Mumps Virus Antibody, IgM and IgG, Serum | 77250-9 | Mumps virus IgG & IgM panel:-:Pt:Ser:-: | MMPM: Enzyme Immunoassay (EIA) MPPG: Multiplex Flow Immunoassay
MMPM | Mumps Virus Antibody, IgM, Serum | 6478-2 | Mumps virus Ab.IgM:PrThr:Pt:Ser:Ord:IA | Enzyme Immunoassay (EIA)
MMPP | Mitochondrial Metabolites, Plasma | 101455-4 | Mitochondrial metabolites panel:-:Pt:Ser/Plas:-: | Gas Chromatography Mass Spectrometry (GC-MS)
MMRV | Measles, Mumps, Rubella, and Varicella (MMRV) Immune Status Profile, Serum | 104688-7 | Measles & Mumps & Rubella & Varicella-zoster virus Ab.IgG panel:-:Pt:Ser/Plas:-: | Multiplex Flow Immunoassay (MFI)
MNB | Manganese, Blood | 5681-2 | Manganese:MCnc:Pt:Bld:Qn: | Triple-Quadrupole Inductively Coupled Plasma-Mass Spectrometry (ICP-MS/MS)
MNCU | Manganese/Creatinine Ratio, Urine | 27367-2 | Manganese/Creatinine:MRto:Pt:Urine:Qn: | Only orderable as part of a profile. For more information see MNRCU / Manganese/Creatinine Ratio, Random, Urine. Triple-Quadrupole Inductively Coupled Plasma-Mass Spectrometry (ICP-MS/MS)
MNDP | Inherited Motor Neuron Disease Gene Panel, Varies | 103951-0 | Motor neuron disease multigene analysis:Find:Pt:XXX:Doc:Molgen | Sequence Capture and Targeted Next-Generation Sequencing followed by Polymerase Chain Reaction (PCR) and Sanger Sequencing
MNLCP | Microdissection, Laser Capture, Membranous Nephropathy (Bill Only) | Bill only; no result
MNRCU | Manganese/Creatinine Ratio, Random, Urine | 27367-2 | Manganese/Creatinine:MRto:Pt:Urine:Qn: | MNCU: Triple-Quadrupole Inductively Coupled Plasma-Mass Spectrometry (ICP-MS/MS) CRETR: Enzymatic Colorimetric Assay
MNS | Manganese, Serum | 5683-8 | Manganese:MCnc:Pt:Ser/Plas:Qn: | Triple-Quadrupole Inductively Coupled Plasma-Mass Spectrometry (ICP-MS/MS)
MNU | Manganese, 24 Hour, Urine | 8203-2 | Manganese:MRat:24H:Urine:Qn: | Triple-Quadrupole Inductively Coupled Plasma-Mass Spectrometry (ICP-MS/MS)
MOC31 | MOC-31 Immunostain, Technical Component Only | Order only;no result |  | Immunohistochemistry (IHC)
MOGFS | Myelin Oligodendrocyte Glycoprotein (MOG-IgG1) Fluorescence-Activated Cell Sorting (FACS) Assay, Serum | 90248-6 | Myelin oligodendrocyte glycoprotein Ab.IgG1:PrThr:Pt:Ser/Plas:Ord:Flow cytometry | Flow Cytometry
MOLD1 | Mold Panel, Serum | 30183-8 | (Alternaria alternata+Aspergillus fumigatus+Candida albicans+Cladosporium herbarum+Setomelanomma rostrata+Penicillium notatum) Ab.IgE:ACnc:Pt:Ser:Qn:Multidisk | Fluorescence Enzyme Immunoassay (FEIA)
MOLPS | Molybdenum, Serum | 5698-6 | Molybdenum:MCnc:Pt:Ser/Plas:Qn: | Inductively Coupled Plasma Mass Spectrometry (ICP-MS)
MONOF | Monocyte Repartition by CD14/CD16, Blood | 101146-9 | Monocyte subsets panel:-:Pt:Bld:-:Flow cytometry | Immunophenotyping
MONOS | Infectious Mononucleosis, Rapid Test, Serum | 5213-4 | Heterophile Ab:PrThr:Pt:Ser:Ord:LA | Agglutination
MOSP | Mouse Serum Protein, IgE, Serum | 6180-4 | Mouse serum proteins Ab.IgE:ACnc:Pt:Ser:Qn: | Fluorescence Enzyme Immunoassay (FEIA)
MOTH | Moth, IgE, Serum | 7502-8 | Moth Ab.IgE:ACnc:Pt:Ser:Qn: | Fluorescence Enzyme Immunoassay (FEIA)
MOUP | Mouse Urine Protein, IgE, Serum | 6181-2 | Mouse urine proteins Ab.IgE:ACnc:Pt:Ser:Qn: | Fluorescence Enzyme Immunoassay (FEIA)
MOUS | Mouse Epithelium, IgE, Serum | 6179-6 | Mouse epithelium Ab.IgE:ACnc:Pt:Ser:Qn: | Fluorescence Enzyme Immunoassay (FEIA)
MOWB | Molybdenum, Blood | 5696-0 | Molybdenum:MCnc:Pt:Bld:Qn: | Inductively Coupled Plasma Mass Spectrometry (ICP-MS)
MP8BS | Mucopolysaccharidoses, Eight-Enzyme Panel, Blood Spot | 104112-8 | Mucopolysaccharidosis:CCnc:Pt:Bld.dot:Qn: | Liquid Chromatography Tandem Mass Spectrometry (LC-MS/MS)
MP9W | Mucopolysaccharidoses, Nine-Enzyme Panel, Leukocytes | 104072-4 | Mucopolysaccharidosis enzymes panel:-:Pt:WBC:-: | Liquid Chromatography Tandem Mass Spectrometry (LC-MS/MS)
MPA | Mycophenolic Acid, Serum | 87432-1 | Mycophenolate & mycophenolate glucuronide panel:-:Pt:Ser/Plas:Qn: | Liquid Chromatography Tandem Mass Spectrometry (LC-MS/MS)
MPAGP | Methylmalonic Aciduria-Propionic Aciduria Combined Gene Panel, Varies | 105348-7 | Methylmalonate aciduria-propionic aciduria multigene analysis:Find:Pt:Bld/Tiss:Doc:Molgen | Sequence Capture and Targeted Next-Generation Sequencing followed by Polymerase Chain Reaction (PCR) and Sanger Sequencing.
MPCDS | mSMART, Plasma Cell Proliferative Disorder, FISH, Bone Marrow | 93357-2 | Monotypic plasma cell identification & risk stratification panel:-:Pt:Bone mar:-:Molgen | Only orderable as part of a profile. For more information see MSMRT / Mayo Algorithmic Approach for Stratification of Myeloma and Risk-Adapted Therapy Report, Bone Marrow. Fluorescence In Situ Hybridization (FISH)
MPHNU | Methylphenidate and Metabolite, Random, Urine | 104676-2 | Methylphenidate & Alpha-Phenyl-2-Piperidine acetate panel:-:Pt:Urine:-: | Liquid Chromatography Tandem Mass Spectrometry (LC-MS/MS)
MPLFM | MPL Exon 10 Mutation Detection, Bone Marrow | 75033-1 | MPL gene mutations tested for:Prid:Pt:Bone mar:Nom:Molgen | Sanger Sequencing
MPLJM | MPL Exon 10 Variant Detection, Reflex, Bone Marrow | 75033-1 | MPL gene mutations tested for:Prid:Pt:Bone mar:Nom:Molgen | Only orderable as a reflex. For more information see MPNJM / Myeloproliferative Neoplasm, JAK2 V617F with Reflex to CALR and MPL, Bone Marrow. Sanger Sequencing
MPLR | MPL Exon 10 Mutation Detection, Reflex, Varies | 62948-5 | MPL gene mutations tested for:Prid:Pt:Bld/Tiss:Nom:Molgen | Only orderable as a reflex. For more information see MPNR / Myeloproliferative Neoplasm (MPN), JAK2 V617F with Reflex to CALR and MPL.
MPLVS | MPL Exon 10 Mutation Detection, Varies | 62948-5 | MPL gene mutations tested for:Prid:Pt:Bld/Tiss:Nom:Molgen | Sanger Sequencing
MPNJM | Myeloproliferative Neoplasm, JAK2 V617F with Reflex to CALR and MPL, Bone Marrow | 53761-3 | JAK2 gene.p.Val617Phe mutant/normal:RelRto:Pt:Bld/Tiss:Qn:Molgen | MPNJM: Quantitative Polymerase Chain Reaction (PCR) CALJM: PCR/Fragment Analysis MPLJM: Sanger Sequencing
MPO | Myeloperoxidase Antibodies, IgG, Serum | 48404-8 | Myeloperoxidase Ab.IgG:ACnc:Pt:Ser:Qn: | Multiplex Flow Immunoassay
MPPG | Mumps Virus Antibody, IgG, Serum | 6476-6 | Mumps virus Ab.IgG:PrThr:Pt:Ser:Ord:IA | Multiplex Flow Immunoassay (MFI)
MPQU | Monoclonal Protein Quantitation, 24 Hour, Urine | 101665-8 | Protein electrophoresis & monoclonal protein isotype panel:-:24H:Urine:-: | PTU3: Turbidimetry PEU: Agarose Gel Electrophoresis MPTU: Matrix-Assisted Laser Desorption/Ionization Time-of-Flight Mass Spectrometry (MALDI-TOF MS)
MPRP | Mycoplasma (Mycoplasmoides) pneumoniae with Macrolide Resistance Reflex, Molecular Detection, PCR, Varies | 29257-3 | Mycoplasma pneumoniae DNA:PrThr:Pt:XXX:Ord:Probe.amp.tar | Rapid Polymerase Chain Reaction (PCR) using Light Cycler and Fluorescent Resonance Energy Transfer (FRET)
MPS1Z | Hurler Syndrome, Full Gene Analysis, Varies | 76028-0 | IDUA gene full mutation analysis:Find:Pt:Bld/Tiss:Doc:Sequencing | Polymerase Chain Reaction (PCR) followed by DNA Sequencing
MPS2Z | Hunter Syndrome, Full Gene Analysis, Varies | 76030-6 | IDS gene full mutation analysis:Find:Pt:Bld/Tiss:Doc:Sequencing | Polymerase Chain Reaction (PCR) followed by DNA Sequencing
MPS3B | Mucopolysaccharidosis III, Three-Enzyme Panel, Blood Spot | 104112-8 | Mucopolysaccharidosis:CCnc:Pt:Bld.dot:Qn: | Liquid Chromatography Tandem Mass Spectrometry (LC-MS/MS)
MPS3W | Mucopolysaccharidosis III, Four-Enzyme Panel, Leukocytes | 104072-4 | Mucopolysaccharidosis enzymes panel:-:Pt:WBC:-: | Liquid Chromatography Tandem Mass Spectrometry (LC-MS/MS)
MPS4B | Mucopolysaccharidosis IV Enzyme Panel, Blood Spot | 104112-8 | Mucopolysaccharidosis:CCnc:Pt:Bld.dot:Qn: | Liquid Chromatography Tandem Mass Spectrometry (LC-MS/MS)
MPS4W | Mucopolysaccharidosis IV Enzyme Panel, Leukocytes | 104072-4 | Mucopolysaccharidosis enzymes panel:-:Pt:WBC:-: | Liquid Chromatography Tandem Mass Spectrometry (LC-MS/MS)
MPSBS | Mucopolysaccharidosis, Blood Spot | 94586-5 | Dermatan sulfate & heparan sulfate & keratan sulfate panel:-:Pt:Bld.dot:-: | Liquid Chromatography Tandem Mass Spectrometry (LC-MS/MS)
MPSER | Mucopolysaccharides Quantitative, Serum | 93726-8 | Dermatan sulfate & heparan sulfate & keratan sulfate panel:-:Pt:Ser/Plas:-: | Liquid Chromatography Tandem Mass Spectrometry (LC-MS/MS)
MPSQU | Mucopolysaccharides Quantitative, Random, Urine | 94691-3 | Dermatan sulfate & heparan sulfate & chondroitin-6-sulfate & keratan sulfate panel:-:Pt:Urine:Qn: | Liquid Chromatography Tandem Mass Spectrometry (LC-MS/MS)
MPSS | Monoclonal Protein Study, Serum | 24351-9 | Protein fractions panel:-:Pt:Ser/Plas:Qn: | TPE: Colorimetric, Biuret ELP: Agarose Gel Electrophoresis IMFX, IFXED: Immunofixation
MPSWB | Mucopolysaccharidosis, Blood | 94586-5 | Dermatan sulfate & heparan sulfate & keratan sulfate panel:-:Pt:Bld.dot:-: | Liquid Chromatography Tandem Mass Spectrometry (LC-MS/MS)
MPU | Monoclonal Protein Studies, 24 Hour, Urine | 101910-8 | Protein monoclonal panel:-:24H:Urine:-: | PTU: Turbidimetry PEU: Agarose Gel Electrophoresis MPTU: Matrix-Assisted Laser Desorption/Ionization Time-of-Flight Mass Spectrometry (MALDI-TOF MS)
MRDMM | Multiple Myeloma Minimal Residual Disease, Flow Cytometry, Bone Marrow | 93022-2 | Multiple myeloma minimal residual disease panel:-:Pt:Bone mar:-:Flow cytometry | Immunophenotyping for Minimal Residual Disease (MRD)
MRDMR | Multiple Myeloma Minimal Residual Disease by Flow Cytometry, Bone Marrow | 93022-2 | Multiple myeloma minimal residual disease panel:-:Pt:Bone mar:-:Flow cytometry | Only orderable as a reflex. For more information see MSMRD / Myeloma Stratification and Risk-Adapted Therapy with Reflex to Minimal Residual Disease, Bone Marrow Immunophenotyping
MRSAP | Methicillin Resistant Staphylococcus aureus, PCR, Nasal | 72887-3 | Staphylococcus aureus methicillin resistance SCCmec:PrThr:Pt:Nose:Ord:Probe.amp.tar | Real-Time Polymerase Chain Reaction (PCR)
MSCG | Collagenofibrotic Glomerulopathy Confirmation, Mass Spectrometry | 65757-7 | Pathology biopsy report:Find:Pt:Kidney:Nar: | Liquid Chromatography Tandem Mass Spectrometry (LC-MS/MS)
MSCSF | Bacteria, Virus, Fungus, and Parasite Metagenomic Sequencing, Spinal Fluid | 103566-6 | Metagenomic DNA and RNA Sequencing:Prid:Pt:CSF:Nom:Sequencing | Metagenomic Next-Generation Sequencing (NGS)
MSDBS | Multiple Sulfatase Deficiency, Blood Spot | 104116-9 | Multiple sulfatase deficiency:CCnc:Pt:Bld.dot:Qn: | Liquid Chromatography Tandem Mass Spectrometry (LC-MS/MS)
MSDW | Multiple Sulfatase Deficiency, Leukocytes | 104073-2 | Multiple sulfatase deficiency enzymes panel:-:Pt:WBC:-: | Liquid Chromatography Tandem Mass Spectrometry (LC-MS/MS)
MSFNG | Fibronectin Glomerulopathy Confirmation, Mass Spectrometry | 65757-7 | Pathology biopsy report:Find:Pt:Kidney:Nar: | Liquid Chromatography Tandem Mass Spectrometry (LC-MS/MS)
MSH2 | MSH2 Immunostain, Technical Component Only | Order only;no result |  | Immunohistochemistry (IHC)
MSH6 | MSH6 Immunostain, Technical Component Only | Order only;no result |  | Immunohistochemistry (IHC)
MSMNT | Mass Spectrometry, Membranous Nephropathy, Technical Component (Bill Only) | Bill only; no result
MSMRD | Myeloma Stratification and Risk-Adapted Therapy with Reflex to Minimal Residual Disease, Bone Marrow | 93363-0 | Plasma cell DNA content & proliferation panel:-:Pt:Bone mar:-:Flow cytometry | Flow Cytometry/DNA Content/Cell Cycle Analysis
MSMRT | Mayo Algorithmic Approach for Stratification of Myeloma and Risk-Adapted Therapy Report, Bone Marrow | 93363-0 | Plasma cell DNA content & proliferation panel:-:Pt:Bone mar:-:Flow cytometry | Flow Cytometry/DNA Content/Cell Cycle Analysis
MSP3 | Multiple Sclerosis (MS) Profile, Serum and Spinal Fluid | 100757-4 | Protein fractions.oligoclonal bands panel:-:Pt:Ser+CSF:-:Isoelectric focusing | KCSFP: Nephelometry OLIGC, OLIGS: Isoelectric Focusing (IEF) with IgG Immunoblot Detection
MSPP | Mosquito Species, IgE, Serum | 6177-0 | Aedes communis Ab.IgE:ACnc:Pt:Ser:Qn: | Fluorescence Enzyme Immunoassay (FEIA)
MSTC | Strict Criteria Sperm Morphology for Infertility Diagnosis and Treatment, Semen | 48812-2 | Spermatozoa morphology panel:-:Pt:Semen:-: | Kruger Criteria Strict Morphology
MSTC1 | Strict Criteria Sperm Morphology for Infertility Diagnosis and Treatment, Semen | 48812-2 | Spermatozoa morphology panel:-:Pt:Semen:-: | Kruger Criteria Strict Morphology
MSTD | Mustard, IgE, Serum | 6185-3 | Mustard Ab.IgE:ACnc:Pt:Ser:Qn: | Fluorescence Enzyme Immunoassay (FEIA)
MSUDP | Maple Syrup Urine Disease Gene Panel, Varies | 105355-2 | Maple syrup urine disease multigene analysis:Find:Pt:Bld/Tiss:Doc:Molgen | Sequence Capture and Targeted Next-Generation Sequencing (NGS) followed by Polymerase Chain Reaction (PCR) and Sanger Sequencing.
MSUSC | Branched-Chain Amino Acids, Self-Collect, Blood Spot | 94571-7 | Branched chain amino acid panel:-:Pt:Bld.dot:Qn: | Liquid Chromatography-Tandem Mass Spectrometry (LC-MS/MS) Portions of this test are covered by patents held by Quest Diagnostics
MTAP | Methylthioadenosine Phosphorylase (MTAP) Immunostain, Tech Only | Order only;no result |  | Immunohistochemistry (IHC)
MTBPZ | Mycobacterium tuberculosis Complex, Pyrazinamide Resistance by pncA DNA Sequencing, Varies | 46245-7 | Mycobacterium tuberculosis pncA gene pyrazinamide resistance mutation:Prid:Pt:Isolate/Specimen:Nom:Molgen | DNA Sequencing
MTBRP | Mycobacterium tuberculosis Complex, Molecular Detection, PCR, Varies | 38379-4 | Mycobacterium tuberculosis complex DNA:PrThr:Pt:XXX:Ord:Probe.amp.tar | Real-Time Polymerase Chain Reaction (PCR)
MTBS | Microsporidia Stain, Varies | 10857-1 | Microsporidia identified:Prid:Pt:XXX:Nom:Microscopy.light | Trichrome-Blue Stain (Ryan Modification)
MTBT | Mycobacterium tuberculosis Complex, Molecular Detection, PCR, Paraffin, Tissue | 38379-4 | Mycobacterium tuberculosis complex DNA:PrThr:Pt:XXX:Ord:Probe.amp.tar | Real-Time Polymerase Chain Reaction (PCR)
MTBXS | Mycobacterium tuberculosis Complex, Molecular Detection and Rifampin Resistance, PCR, Sputum | 89371-9 | Mycobacterium tuberculosis complex DNA & rpoB gene rifAMPin resistance mutation panel:-:Pt:Isolate/Specimen:-: | Real-Time Polymerase Chain Reaction (PCR)
MTDNU | Methadone Confirmation, Random, Urine | 104626-7 | Methadone Confirmatory panel:-:Pt:Urine:-: | Gas Chromatography Mass Spectrometry (GC-MS) Confirmation with Quantitation
MTDNX | Methadone Confirmation, Chain of Custody, Random, Urine | 104626-7 | Methadone Confirmatory panel:-:Pt:Urine:-: | Immunoassay/Gas Chromatography Mass Spectrometry (GC-MS)
MTHX | Methotrexate, Serum | 14836-1 | Methotrexate:SCnc:Pt:Ser/Plas:Qn: | Immunoassay
MTRNA | Trichomonas vaginalis, Nucleic Acid Amplification, Varies | 46154-1 | Trichomonas vaginalis rRNA:PrThr:Pt:XXX:Ord:Probe.amp.tar | Transcription-Mediated Amplification
MTXSG | Methotrexate Post Glucarpidase, Serum | 51602-1 | Methotrexate^72H post dose:SCnc:Pt:Ser/Plas:Qn: | Liquid Chromatography Tandem Mass Spectrometry (LC-MS/MS)
MUC | Mucor, IgE, Serum | 6182-0 | Mucor racemosus Ab.IgE:ACnc:Pt:Ser:Qn: | Fluorescence Enzyme Immunoassay (FEIA)
MUCN2 | Mucin 2, Immunostain, Technical Component Only | Order only;no result |  | Immunohistochemistry (IHC)
MUCN4 | Mucin 4, Immunostain, Technical Component Only | Order only;no result |  | Immunohistochemistry (IHC)
MUCN5 | Mucin 5AC, Immunostain, Technical Component Only | Order only;no result |  | Immunohistochemistry (IHC)
MUCN6 | Mucin 6, Immunostain, Technical Component Only | Order only;no result |  | Immunohistochemistry (IHC)
MUG | Mugwort, IgE, Serum | 6183-8 | Artemisia vulgaris Ab.IgE:ACnc:Pt:Ser:Qn: | Fluorescence Enzyme Immunoassay (FEIA)
MUGS | Hexosaminidase A, Serum | 2643-5 | N-acetyl-beta-glucosaminidase:CCnc:Pt:Ser:Qn: | Fluorometric
MULB | Mulberry, IgE, Serum | 6281-0 | Morus alba Ab.IgE:ACnc:Pt:Ser:Qn: | Fluorescence Enzyme Immunoassay (FEIA)
MULT | Zygosity Testing (Multiple Births), Varies | 55198-6 | Zygosity:Prid:Pt:Bld/Tiss:Nom:Molgen | Polymerase Chain Reaction (PCR)/Microsatellite Markers
MUM1 | MUM-1/IRF4 Immunostain, Technical Component Only | Order only;no result |  | Immunohistochemistry (IHC)
MUM1B | MUM-1/IRF4 Immunostain, Bone Marrow, Technical Component Only | Order only;no result |  | Immunohistochemistry (IHC)
MUMPR | Mumps Virus, Molecular Detection, PCR, Buccal | 47532-7 | Mumps virus RNA:PrThr:Pt:XXX:Ord:Probe.amp.tar | Real-Time Polymerase Chain Reaction (PCR)
MUMPU | Mumps Virus, Molecular Detection, PCR, Urine | 86580-8 | Mumps virus RNA:PrThr:Pt:Urine:Ord:Probe.amp.tar | Real-Time Polymerase Chain Reaction (PCR)
MUPAN | Comprehensive Neuromuscular Gene Panel, Varies | 103957-7 | Neuromuscular multigene analysis:Find:Pt:XXX:Doc:Molgen | Sequence Capture and Next-Generation Sequencing (NGS), Polymerase Chain Reaction (PCR), Sanger Sequencing, and Dosage Analysis by Droplet Digital Polymerase Chain Reaction (ddPCR)
MURA | Lysozyme (Muramidase), Plasma | 2589-0 | Lysozyme:MCnc:Pt:Ser/Plas:Qn: | Turbidimetric
MUSH | Mushroom, IgE, Serum | 6848-6 | Agaricus hortensis Ab.IgE:ACnc:Pt:Ser:Qn: | Fluorescence Enzyme Immunoassay (FEIA)
MUSK | Muscle-Specific Kinase (MuSK) Autoantibody, Serum | 51716-9 | Muscle specific receptor tyrosine kinase Ab:SCnc:Pt:Ser:Qn: | Radioimmunoassay (RIA)
MUSS | Blue Mussel, IgE, Serum | 6048-3 | Mytilus edulis Ab.IgE:ACnc:Pt:Ser:Qn: | Fluorescence Enzyme Immunoassay (FEIA)
MUXF3 | MUXF3 (Cross-reactive Carbohydrate Determinant), IgE, Serum | 58984-6 | Bromelin MUXF3 Ab.IgE:ACnc:Pt:Ser:Qn: | Fluorescence Enzyme Immunoassay (FEIA)
MYC | MYC Immunostain, Technical Component Only | Order only;no result |  | Immunohistochemistry (IHC)
MYCO | Mycoplasma pneumoniae Antibodies, IgG and IgM, Serum | 58733-7 | Mycoplasma pneumoniae Ab.IgG & IgM panel:-:Pt:Ser:-: | MYCOG, MYCOM: Enzyme Immunoassay (EIA) MMYCO: Indirect Immunofluorescence Assay (IFA) MYCON: Interpretation
MYCOG | Mycoplasma pneumoniae Antibodies, IgG, Serum | 45224-3 | Mycoplasma pneumoniae Ab.IgG:PrThr:Pt:Ser:Ord:IA | Only orderable as part of a profile. For more information see MYCO / Mycoplasma pneumoniae Antibodies, IgG and IgM, Serum. Enzyme Immunoassay (EIA)
MYCOM | Mycoplasma pneumoniae Antibodies, IgM, Serum | 5257-1 | Mycoplasma pneumoniae Ab.IgM:PrThr:Pt:Ser:Ord:IA | Only orderable as part of a profile. For more information see MYCO / Mycoplasma pneumoniae Antibodies, IgG and IgM, Serum. Enzyme Immunoassay (EIA)
MYD88 | MYD88, L265P, Somatic Gene Mutation, DNA Allele-Specific PCR, Varies | 82140-5 | MYD88 gene.p.Leu265Pro targeted mutation analysis:Find:Pt:Bld/Tiss:Doc:Molgen | Allele-Specific Polymerase Chain Reaction (PCR)
MYGLS | Myoglobin, Serum | 2639-3 | Myoglobin:MCnc:Pt:Ser/Plas:Qn: | Electrochemiluminescent Immunoassay (ECLIA)
MYGLU | Myoglobin, Random, Urine | 2641-9 | Myoglobin:MCnc:Pt:Urine:Qn: | Electrochemiluminescent Immunoassay (ECLIA)
MYOD1 | Myogenic Differentiation Antigen 1 (MYOD1) Immunostain, Technical Component Only | Order only;no result |  | Immunohistochemistry (IHC)
MYODT | MYOD1 Mutation Analysis, Next-Generation Sequencing, Tumor | 105595-3 | MYOD1 targeted gene mutation analysis:Find:Pt:Tiss:Doc:Molgen | Sequence Capture Next-Generation Sequencing (NGS)
MYOGE | Myogenin Immunostain, Technical Component Only | Order only;no result |  | Immunohistochemistry (IHC)
MYOGL | Myoglobin Immunostain, Technical Component Only | Order only;no result |  | Immunohistochemistry (IHC)
MYPO | Myeloperoxidase (MPO) Immunostain, Technical Component Only | Order only;no result |  | Immunohistochemistry (IHC)
NADF | Newborn Aneuploidy Detection, FISH, Blood | 57318-8 | Chromosome 13+18+21+X+Y aneuploidy:Find:Pt:Bld/Tiss:Nom:FISH | Fluorescence In Situ Hybridization (FISH)
NAGR | Hexosaminidase A and Total, Leukocytes/Molecular Reflex, Whole Blood | 87543-5 | Beta-N-acetylhexosaminidase.A & beta-N-acetylhexosaminidase with reflex to HEXA gene panel:CCnt:Pt:WBC:-: | Heat Inactivation/Fluorometric/Semiautomated
NAGS | Hexosaminidase A and Total Hexosaminidase, Serum | 87545-0 | Beta-N-acetylhexosaminidase.A & beta-N-acetylhexosaminidase panel:-:Pt:Ser/Plas:-: | Heat Inactivation, Fluorometric, Automated
NAGW | Hexosaminidase A and Total Hexosaminidase, Leukocytes | 87544-3 | Beta-N-acetylhexosaminidase.A & beta-N-acetylhexosaminidase panel:CCnt:Pt:WBC:-: | Heat Inactivation, Fluorometric, Semi-Automated
NAIFA | Antinuclear Antibodies, HEp-2 Substrate, IgG, Serum | 59069-5 | Nuclear Ab:PrThr:Pt:Ser:Ord:Hep2 substrate | Indirect Immunofluorescence
NAPSN | Napsin A Immunostain, Technical Component Only | Order only;no result |  | Immunohistochemistry (IHC)
NARC | Narcolepsy-Associated Antigen, HLA-DQB1 Typing, Blood | 63558-1 | HLA-DQB1*06:02:PrThr:Pt:Bld/Tiss:Ord: | Polymerase Chain Reaction (PCR)/Sequence-Specific Oligonucleotide Probes (SSO)
NAS | Sodium, Serum | 2951-2 | Sodium:SCnc:Pt:Ser/Plas:Qn: | Potentiometric, Indirect Ion-Selective Electrode
NAT2Q | N-Acetyltransferase 2 (NAT2) Genotype, Varies | 101141-0 | NAT2 gene targeted mutation analysis:Find:Pt:Bld/Tiss:Doc:Molgen | Real-Time Polymerase Chain Reaction (PCR) with Allelic Discrimination Analysis
NAU | Sodium, 24 Hour, Urine | 2956-1 | Sodium:SRat:24H:Urine:Qn: | Potentiometric, Indirect Ion-Selective Electrode
NBILI | Neonatal Bilirubin, Serum | 34543-9 | Bilirubin direct & total panel:MCnc:Pt:Ser/Plas:Qn: | Total Bilirubin: Photometric, Diazonium Salt Direct Bilirubin: Colormetric Diazo Method
NCDA | Congenital Dyserythropoietic Anemia Gene Panel, Next-Generation Sequencing, Varies | 103734-0 | Dyserythropoietic anemia multigene analysis:Find:Pt:XXX:Doc:Sequencing | Sequence Capture and Targeted Next-Generation Sequencing (NGS) followed by Polymerase Chain Reaction (PCR) and Sanger Sequencing
NCDCC | Neurochondrin Antibody, Cell-Binding Assay, Spinal Fluid | 101449-7 | Neurochondrin Ab:PrThr:Pt:CSF:Ord:CBA IFA | Only orderable as a reflex. For more information see: -DMC2 / Dementia, Autoimmune/Paraneoplastic Evaluation, Spinal Fluid -ENC2 / Encephalopathy, Autoimmune/Paraneoplastic Evaluation, Spinal Fluid -EPC2 / Epilepsy, Autoimmune/Paraneoplastic Evaluation, Spinal Fluid -MAC1 / Myelopathy, Autoimmune/Paraneoplastic Evaluation, Spinal Fluid -MDC2 / Movement Disorder, Autoimmune/Paraneoplastic Evaluation, Spinal Fluid -PCDEC / Pediatric Autoimmune Encephalopathy/CNS Disorder Evaluation, Spinal Fluid Cell-Binding Assay (CBA)
NCDCS | Neurochondrin Antibody, Cell-Binding Assay, Serum | 101450-5 | Neurochondrin Ab:PrThr:Pt:Ser/Plas:Ord:CBA IFA | Only orderable as a reflex. For more information see: -DMS2 / Dementia, Autoimmune/Paraneoplastic Evaluation, Serum -ENS2 / Encephalopathy, Autoimmune/Paraneoplastic Evaluation, Serum -EPS2 / Epilepsy, Autoimmune/Paraneoplastic Evaluation, Serum -MAS1 / Myelopathy, Autoimmune/Paraneoplastic Evaluation, Serum -MDS2 / Movement Disorder, Autoimmune/Paraneoplastic Evaluation, Serum -PCDES / Pediatric Autoimmune Encephalopathy/CNS Disorder Evaluation, Serum Cell-Binding Assay (CBA)
NCDTC | Neurochondrin Antibody, Tissue Immunofluorescence Titer, Spinal Fluid | 101453-9 | Neurochondrin Ab:Titr:Pt:CSF:SemiQn:IF | Only orderable as a reflex. For more information see: -DMC2 / Dementia, Autoimmune/Paraneoplastic Evaluation, Spinal Fluid -ENC2 / Encephalopathy, Autoimmune/Paraneoplastic Evaluation, Spinal Fluid -EPC2 / Epilepsy, Autoimmune/Paraneoplastic Evaluation, Spinal Fluid -MAC1 / Myelopathy, Autoimmune/Paraneoplastic Evaluation, Spinal Fluid -MDC2 / Movement Disorder, Autoimmune/Paraneoplastic Evaluation, Spinal Fluid -PCDEC / Pediatric Autoimmune Encephalopathy/CNS Disorder Evaluation, Spinal Fluid Indirect Immunofluorescence Assay (IFA)
NCDTS | Neurochondrin Antibody, Tissue Immunofluorescence Titer, Serum | 101454-7 | Neurochondrin Ab:Titr:Pt:Ser/Plas:SemiQn:IF | Only orderable as a reflex. For more information see: -DMS2 / Dementia, Autoimmune/Paraneoplastic Evaluation, Serum -ENS2 / Encephalopathy, Autoimmune/Paraneoplastic Evaluation, Serum -EPS2 / Epilepsy, Autoimmune/Paraneoplastic Evaluation, Serum -MAS1 / Myelopathy, Autoimmune/Paraneoplastic Evaluation, Serum -MDS2 / Movement Disorder, Autoimmune/Paraneoplastic Evaluation, Serum -PCDES / Pediatric Autoimmune Encephalopathy/CNS Disorder Evaluation, Serum Indirect Immunofluorescence Assay (IFA)
NCLBS | Neuronal Ceroid Lipofuscinosis, Two-Enzyme Panel, Blood Spot | 101348-1 | Palmitoyl protein thioesterase & Tripeptidyl peptidase I panel:-:Pt:Bld.dot:-: | Liquid Chromatography Tandem Mass Spectrometry (LC-MS/MS)
NCLGP | Neuronal Ceroid Lipofuscinosis (Batten Disease) Gene Panel, Varies | 105349-5 | Neuronal ceroid lipofuscinosis multigene analysis:Find:Pt:Bld/Tiss:Doc:Molgen | Sequence Capture and Targeted Next-Generation Sequencing followed by Polymerase Chain Reaction (PCR) and Sanger Sequencing
NCLW | Neuronal Ceroid Lipofuscinosis, Two-Enzyme Panel, Leukocytes | 93704-5 | Palmitoyl protein thioesterase 1 & Tripeptidyl peptidase 1 panel:-:Pt:WBC:-: | Liquid Chromatography Tandem Mass Spectrometry (LC-MS/MS)
NCSRY | Nicotine Survey, Serum | 90226-2 | Nicotine & Cotinine panel:-:Pt:Ser/Plas:-: | Liquid Chromatography Tandem Mass Spectrometry (LC-MS/MS)
NCYB | Recessive Congenital Methemoglobinemia, CYB5 and CYB5 Reductase Genetic Analysis, Next-Generation Sequencing, Varies | 103737-3 | CYB5 and CYB5 Reductase multigene analysis:Find:Pt:XXX:Doc:Sequencing | Sequence Capture and Targeted Next-Generation Sequencing (NGS) followed by Polymerase Chain Reaction (PCR) and Sanger Sequencing.
NEFA | Free Fatty Acids, Total, Serum | 15066-4 | Fatty acids.nonesterified:SCnc:Pt:Ser/Plas:Qn: | Enzymatic Colorimetric
NEGCT | Negative Control, Technical Component Only | Order only;no result |  | Immunohistochemistry (IHC)
NEPHP | Comprehensive Nephrology Gene Panel, Varies | 51966-0 | Genetic disease DNA analysis panel:-:Pt:Bld/Tiss:-:Molgen | Sequence Capture and Amplicon-Based Next-Generation Sequencing (NGS)
NEREG | Northeast Regional Allergen Profile, Serum | 94593-1 | Multiplex allergen panel:-:Pt:Ser/Plas:-: | Fluorescence Enzyme Immunoassay (FEIA)
NETT | Nettle, IgE, Serum | 6186-1 | Urtica dioica Ab.IgE:ACnc:Pt:Ser:Qn: | Fluorescence Enzyme Immunoassay (FEIA)
NEUN | Neu-N Immunostain, Technical Component Only | Order only;no result |  | Immunohistochemistry (IHC)
NF1Z | Neurofibromatosis Type 1, NF1, Full Gene Analysis, Varies | 101385-3 | NF1 gene deletion+duplication & full mutation analysis:Find:Pt:Bld/Tiss:Doc:Molgen | Sequence Capture and Targeted Next-Generation Sequencing followed by Polymerase Chain Reaction (PCR) and Sanger Sequencing
NF2F | Neurofilament (2F11) Immunostain, Technical Component Only | Order only;no result |  | Immunohistochemistry (IHC)
NF4FS | Neurofascin-155 IgG4, Flow Cytometry, Serum | 100845-7 | Neurofascin155 Ab.IgG4:PrThr:Pt:Ser:Ord:Flow cytometry | Flow Cytometry
NFLC | Neurofilament Light Chain, Plasma | 101281-4 | Neurofilament light chain:MCnc:Pt:Ser/Plas:Qn:IA | Digital Immunoassay
NFSMI | Neurofilament (SMI31) Immunostain, Technical Component Only | Order only;no result |  | Immunohistochemistry (IHC)
NGAML | MayoComplete Acute Myeloid Leukemia, 11-Gene Panel, Varies | 105343-8 | Acute myeloid Leukemia multigene analysis:Find:Pt:Bld/Tiss:Doc:Molgen | Next-Generation Sequencing (NGS)
NGBCL | MayoComplete B-Cell Lymphoma, Next-Generation Sequencing, Varies | 104239-9 | B cell non hodgkin Lymphoma multigene analysis:Find:Pt:Bld/Tiss:Doc:Molgen | Next-Generation Sequencing (NGS)
NGCLN | MayoComplete Chronic Lymphoid Neoplasms, Next-Generation Sequencing, Varies | 104238-1 | Chronic and low grade B cell lymphoid neoplasm multigene analysis:Find:Pt:Bld/Tiss:Doc:Molgen | Next-Generation Sequencing (NGS)
NGHIS | MayoComplete Histiocytic Neoplasms, Next-Generation Sequencing, Varies | 104240-7 | Histiocytic neoplasm multigene analysis:Find:Pt:Bld/Tiss:Doc:Molgen | Next-Generation Sequencing (NGS)
NGHMM | Comprehensive Myeloid Next-Generation Sequencing Assay, Bone Marrow | 99961-5 | Myeloproliferative neoplasm multigene analysis:Find:Pt:Bld/Tiss:Doc:Molgen | Next-Generation Sequencing (NGS)
NGPCM | MayoComplete Plasma Cell Myeloma, Next-Generation Sequencing, Varies | 104241-5 | Plasma cell myeloma multigene analysis:Find:Pt:Bone marrow:Doc:Molgen | Next-Generation Sequencing (NGS)
NGSFX | Reanalysis of Acute Myeloid Leukemia 4- or 11- Gene Panels, Additional Genes | 99961-5 | Myeloproliferative neoplasm multigene analysis:Find:Pt:Bld/Tiss:Doc:Molgen | Only orderable as a reflex. For more information, see: -NGAMT / Acute Myeloid Leukemia, Therapeutic Gene Mutation Panel (FLT3, IDH1, IDH2, TP53) Next-Generation Sequencing, Varies -NGAML / Acute Myeloid Leukemia, 11-Gene Panel, Varies. Next-Generation Sequencing (NGS)
NGTCL | MayoComplete T-Cell Lymphoma, Next-Generation Sequencing, Varies | 104242-3 | T cell lymphoma multigene analysis:Find:Pt:Bld/Tiss:Doc:Molgen | Next-Generation Sequencing (NGS)
NH3V | Ammonia, Plasma | 16362-6 | Ammonia:SCnc:Pt:Plas:Qn: | Photometric, Bromophenol Blue
NHEM | Hereditary Erythrocytosis Focused Gene Panel, Next-Generation Sequencing, Varies | 103736-5 | Erythrocytosis focused multigene analysis:Find:Pt:XXX:Doc:Sequencing | Sequence Capture and Targeted Next-Generation Sequencing (NGS) followed by Polymerase Chain Reaction (PCR) and Sanger Sequencing.
NHEP | Hereditary Erythrocytosis Gene Panel, Next-Generation Sequencing, Varies | 103735-7 | Erythrocytosis multigene analysis:Find:Pt:XXX:Doc:Sequencing | Sequence Capture and Targeted Next-Generation Sequencing (NGS) followed by Polymerase Chain Reaction (PCR) and Sanger Sequencing
NICOS | Nicotine and Metabolites, Serum | 90226-2 | Nicotine & Cotinine panel:-:Pt:Ser/Plas:-: | Liquid Chromatography Tandem Mass Spectrometry (LC-MS/MS)
NICOU | Nicotine and Metabolites, Random, Urine | 43125-4 | Nicotine & Metabolites panel:MCnc:Pt:Urine:Qn: | Liquid Chromatography Tandem Mass Spectrometry (LC-MS/MS)
NIS | Nickel, Serum | 5702-6 | Nickel:MCnc:Pt:Ser/Plas:Qn: | Inductively Coupled Plasma-Mass Spectrometry (ICP-MS)
NITF | Nitrogen, Total, Feces | 16141-4 | Nitrogen:MRat:24H:Stool:Qn: | Dumas Combustion
NITU | Nitrogen, Total, 24 Hour, Urine | 2660-9 | Nitrogen:MRat:24H:Urine:Qn: | Dumas Combustion
NIU | Nickel, 24 Hour, Urine | 5705-9 | Nickel:MRat:24H:Urine:Qn: | Inductively Coupled Plasma-Mass Spectrometry (ICP-MS)
NIUC | Nickel/Creatinine Ratio, Random, Urine | 13472-6 | Nickel/Creatinine:MRto:Pt:Urine:Qn: | Only orderable as part of a profile. For more information see NIUCR / Nickel/Creatinine Ratio, Random, Urine. Inductively Coupled Plasma-Mass Spectrometry (ICP-MS)
NIUCR | Nickel/Creatinine Ratio, Random, Urine | 13472-6 | Nickel/Creatinine:MRto:Pt:Urine:Qn: | NIUC: Inductively Coupled Plasma-Mass Spectrometry (ICP-MS) CRETR: Enzymatic Colorimetric Assay
NKX3 | NKX3.1 Immunostain, Technical Component Only | Order only;no result |  | Immunohistochemistry (IHC)
NMEG | Nutmeg, IgE, Serum | 6188-7 | Nutmeg Ab.IgE:ACnc:Pt:Ser:Qn: | Fluorescence Enzyme Immunoassay (FEIA)
NMEM | Red Blood Cell Membrane Disorders Gene Panel, Next-Generation Sequencing, Varies | 103738-1 | RBC membrane multigene analysis:Find:Pt:XXX:Doc:Sequencing | Sequence Capture and Targeted Next-Generation Sequencing (NGS) followed by Polymerase Chain Reaction (PCR) and Sanger Sequencing
NMH1D | N-Methylhistamine, 24 Hour, Urine | 44340-8 | N-methylhistamine/Creatinine:MRto:24H:Urine:Qn: | Only orderable as part of a profile. For more information see NMH24 / N-Methylhistamine, 24 Hour, Urine. Liquid Chromatography Tandem Mass Spectrometry (LC-MS/MS)
NMH24 | N-Methylhistamine, 24 Hour, Urine | 44340-8 | N-methylhistamine/Creatinine:MRto:24H:Urine:Qn: | NMH1D: Liquid Chromatography Tandem Mass Spectrometry (LC-MS/MS) CRT24: Enzymatic Colorimetric Assay
NMHR | N-Methylhistamine, Random, Urine | 13781-0 | N-methylhistamine/Creatinine:MRto:Pt:Urine:Qn: | NMHR1: Liquid Chromatography Tandem Mass Spectrometry (LC-MS/MS) CRETR: Enzymatic Colorimetric Assay
NMHR1 | N-Methylhistamine, Random, Urine | 13781-0 | N-methylhistamine/Creatinine:MRto:Pt:Urine:Qn: | Only orderable as part of a profile. For more information see NMHR / N-Methylhistamine, Random, Urine. Liquid Chromatography Tandem Mass Spectrometry (LC-MS/MS)
NMITO | Nuclear Mitochondrial Gene Panel, Next-Generation Sequencing, Varies | 101152-7 | Mitochondria whole genome analysis:Find:Pt:Bld/Tiss:Doc:Molgen | Sequence Capture and Targeted Next-Generation Sequencing (NGS) followed by Polymerase Chain Reaction (PCR) and Sanger Sequencing
NMOFC | Neuromyelitis Optica (NMO)/Aquaporin-4-IgG Fluorescence-Activated Cell Sorting (FACS) Assay, Spinal Fluid | 46718-3 | Aquaporin 4 water channel Ab.IgG:PrThr:Pt:CSF:Ord: | Flow Cytometry
NMOFS | Neuromyelitis Optica (NMO)/Aquaporin-4-IgG Fluorescence-Activated Cell Sorting (FACS) Assay, Serum | 43638-6 | Aquaporin 4 water channel Ab.IgG:PrThr:Pt:Ser/Plas:Ord: | Flow Cytometry
NMS1 | Necrotizing Myopathy Evaluation, Serum | 97561-5 | Necrotizing myopathy autoimmune Ab panel:-:Pt:Ser:-: | SRPIS, SRPTS: Indirect Immunofluorescence Assay (IFA) SRPBS: Immunoblot HMGCR: Chemiluminescent Assay (CIA) NSI1: Medical Interpretation
NONCP | Neuro-Oncology Expanded Gene Panel with Rearrangement, Tumor | 73977-1 | Cancer related multigene analysis:Find:Pt:Bld/Tiss:Doc:Molgen | Sequence Capture and Targeted Polymerase Chain Reaction (PCR)-Based Next-Generation Sequencing (NGS)
NOTRP | Nortriptyline, Serum | 3872-9 | Nortriptyline:MCnc:Pt:Ser/Plas:Qn: | Liquid Chromatography Tandem Mass Spectrometry (LC-MS/MS)
NPM1Q | Nucleophosmin (NPM1) Mutation Analysis, Varies | 54448-6 | NPM1 gene targeted mutation analysis:Prid:Pt:Bld/Tiss:Nom:Molgen | RNA: Reverse-Transcription Quantitative PCR (RT-qPCR) DNA: Polymerase Chain Reaction (PCR) with Fragment Analysis by Capillary Gel Electrophoresis
NPMFM | Nucleophosmin (NPM1) Mutation Analysis, Bone Marrow | 75034-9 | NPM1 gene targeted mutation analysis:Prid:Pt:Bone mar:Nom:Molgen | Quantitative Reverse Transcription-Polymerase Chain Reaction (RT-PCR)
NR4A3 | NR4A3 (9q22.33) Rearrangement, FISH, Tissue | 21796-8 | Cells.t(9;22)(q22;q12.2)(NR4A3,EWSR1)/Cells.total:NFr:Pt:Bld/Tiss:Qn:Molgen | Fluorescence In Situ Hybridization (FISH)
NSE | Neuron-Specific Enolase, Serum | 15060-7 | Enolase.neuron specific:MCnc:Pt:Ser/Plas:Qn: | Homogeneous Time-Resolved Fluorescence
NSEI | Neuron-Specific Enolase Immunostain, Technical Component Only | Order only;no result |  | Immunohistochemistry (IHC)
NSESF | Neuron-Specific Enolase (NSE), Spinal Fluid | 44802-7 | Enolase.neuron specific:MCnc:Pt:CSF:Qn: | Homogeneous Time-Resolved Fluorescence
NSFIB | Nonalcoholic Steatohepatitis (NASH)-FibroTest, Serum and Plasma | 93691-4 | Nonalcoholic steatohepatitis & fibrosis panel:-:Pt:Ser/Plas:-: | INTNS: Algorithm and Interpretation Provided through BioPredictive APOAF: Automated Turbidimetric Immunoassay A2MF, HAPTF: Nephelometry ALTF: Photometric Rate, L-Alanine with Pyridoxal-5-Phosphate GGTF: Photometric Rate TBILF: Photometric, Diazonium Salt ASTF: Photometric Rate, L-Aspartate with Pyridoxyl-5-Phosphate CHOLF, TRIGF: Enzymatic Colorimetric GLURF: Photometric, Hexokinase
NSIP | Non-Seasonal Inhalant Allergen Profile, Serum | 51662-5 | Core respiratory allergens panel:-:Pt:Ser:-: | Fluorescence Enzyme Immunoassay (FEIA)
NSRGG | Noonan Syndrome and Related Conditions Gene Panel, Varies | 105199-4 | Noonan syndrome and related conditions multigene analysis:Find:Pt:Bld/Tiss:Doc:Molgen | Sequence Capture and Targeted Next-Generation Sequencing followed by Polymerase Chain Reaction (PCR) and Sanger Sequencing
NSYPH | Syphilis IgG Enzyme Immunoassay, Serum | 47238-1 | Treponema pallidum Ab.IgG:PrThr:Pt:Ser:Ord:IA | Enzyme Immunoassay (EIA)
NTC3Z | NOTCH3 Gene, Full Gene Analysis, Varies | 103950-2 | NOTCH3 gene full mutation analysis:Find:Pt:XXX:Doc:Molgen | Sequence Capture and Targeted Next-Generation Sequencing followed by Polymerase Chain Reaction (PCR) and Sanger Sequencing
NTRK | NTRK Gene Fusion Panel, Tumor | 93813-4 | NTRK1 gene & NTRK2 gene & NTRK3 gene rearrangements:Find:Pt:Tiss:Doc:Molgen | Polymerase Chain Reaction (PCR)-based Next-Generation Sequencing (NGS)
NTRKM | NTRK Genes Mutation Analysis, Next-Generation Sequencing, Tumor | 105596-1 | NTRK1 & NTRK2 & NTRK3 targeted gene mutation analysis:Find:Pt:Tiss:Doc:Molgen | Sequence Capture Next-Generation Sequencing (NGS)
NUT | NUT Immunostain, Technical Component Only | Order only;no result |  | Immunohistochemistry (IHC)
NUTH | Hazelnut-Food, IgE, Serum | 6136-6 | Corylus avellana Ab.IgE:ACnc:Pt:Ser:Qn: | Fluorescence Enzyme Immunoassay (FEIA)
NUTHR | Hazelnut-Food, IgE with Reflex to Hazelnut-Food Components, IgE, Serum | 6136-6 | Corylus avellana Ab.IgE:ACnc:Pt:Ser:Qn: | Fluorescent Enzyme Immunoassay (FEIA)
NUTHX | Hazelnut-Food Components, IgE, Serum | 63486-5 | Nut allergen panel:-:Pt:Ser:-: | Only orderable as a reflex. For more information see NUTHR / Hazelnut-Food, IgE with Reflex to Hazelnut-Food Components, IgE, Serum. Fluorescent Enzyme Immunoassay (FEIA)
NUTSP | Nuts Allergen Profile, Serum | 63486-5 | Nut allergen panel:-:Pt:Ser:-: | Fluorescence Enzyme Immunoassay (FEIA)
OAK | Oak, IgE, Serum | 6189-5 | Quercus alba Ab.IgE:ACnc:Pt:Ser:Qn: | Fluorescence Enzyme Immunoassay (FEIA)
OAPNS | Ova and Parasite, Microscopy, Varies | 673-4 | Ova & parasites:Prid:Pt:XXX:Nom:Microscopy.light | Microscopic May include Touch/Tease Preparation, Direct Wet Preparation, Concentrated Wet Preparation, Permanent (Trichrome or Giemsa) Stained Preparation
OATC | Cultivated Oat, IgE, Serum | 6093-9 | Avena sativa cultivated Ab.IgE:ACnc:Pt:Ser:Qn: | Fluorescence Enzyme Immunoassay (FEIA)
OATS | Oat, IgE, Serum | 6190-3 | Avena sativa Ab.IgE:ACnc:Pt:Ser:Qn: | Fluorescence Enzyme Immunoassay (FEIA)
OAU | Organic Acids Screen, Random, Urine | 49287-6 | Organic acids pattern:Imp:Pt:Urine:Nar: | Gas Chromatography Mass Spectrometry (GC-MS)
OAUS | Organic Acids Screen, Urine Spot | 49287-6 | Organic acids pattern:Imp:Pt:Urine:Nar: | Gas Chromatography Mass Spectrometry (GC-MS)
OCT2 | OCT-2 Immunostain, Technical Component Only | Order only;no result |  | Immunohistochemistry (IHC)
OCT4 | OCT3/4 Immunostain, Technical Component Only | Order only;no result |  | Immunohistochemistry (IHC)
OCTO | Octopus, IgE, Serum | 10944-7 | Octopus vulgaris Ab.IgE:ACnc:Pt:Ser:Qn: | Fluorescence Enzyme Immunoassay (FEIA)
OHPG | 17-Hydroxyprogesterone, Serum | 1668-3 | 17-Hydroxyprogesterone:MCnc:Pt:Ser/Plas:Qn: | Liquid Chromatography-Tandem Mass Spectrometry (LC-MS/MS)
OIBFG | Osteogenesis Imperfecta and Bone Fragility Gene Panel, Varies | 51966-0 | Genetic disease DNA analysis panel:-:Pt:Bld/Tiss:-:Molgen | Sequence Capture and Targeted Next-Generation Sequencing followed by Polymerase Chain Reaction (PCR) and Sanger Sequencing
OLIG | Oligoclonal Banding, Serum and Spinal Fluid | 100757-4 | Protein fractions.oligoclonal bands panel:-:Pt:Ser+CSF:-:Isoelectric focusing | Isoelectric Focusing (IEF) with IgG Immunoblot Detection
OLIG2 | OLIG2 Immunostain, Technical Component Only | Order only;no result |  | Immunohistochemistry (IHC)
OLIGU | Oligosaccharide Screen, Random, Urine | 49284-3 | Oligosaccharides pattern:Imp:Pt:Urine:Nar: | Matrix-Assisted Laser Desorption/Ionization Time-of-Flight Mass Spectrometry (MALDI-TOF MS)
OLIV | Olive Tree, IgE, Serum | 6192-9 | Olea europaea pollen Ab.IgE:ACnc:Pt:Ser:Qn: | Fluorescence Enzyme Immunoassay (FEIA)
OLIVF | Olive-Food, IgE, Serum | 21428-8 | Olea europaea Ab.IgE:ACnc:Pt:Ser:Qn: | Fluorescence Enzyme Immunoassay (FEIA)
OMHC | Oxcarbazepine Metabolite, Serum | 31019-3 | 10-Hydroxycarbazepine:MCnc:Pt:Ser/Plas:Qn: | High-Turbulence Liquid Chromatography Mass Spectrometry (HTLC-MS/MS)
ONIN | Onion, IgE, Serum | 6193-7 | Allium cepa Ab.IgE:ACnc:Pt:Ser:Qn: | Fluorescence Enzyme Immunoassay (FEIA)
OPATM | Opiate Confirmation, Meconium | 69026-3 | Opiates panel:-:Pt:Meconium:-:Confirm | Liquid Chromatography-Tandem Mass Spectrometry (LC-MS/MS)
OPE | Ova and Parasite, Travel History or Immunocompromised, Feces | 10704-5 | Ova & parasites:Prid:Pt:Stool:Nom:Microscopy.light | Microscopic
OPTMX | Opiate Confirmation, Chain of Custody, Meconium | 69026-3 | Opiates panel:-:Pt:Meconium:-:Confirm | Liquid Chromatography Tandem Mass Spectrometry (LC-MS/MS)
OPTU | Orthostatic Protein, Timed Collection, Urine | 1755-8 | Albumin:MRat:24H:Urine:Qn: | Turbidimetry
ORCH | Orchard Grass, IgE, Serum | 6195-2 | Dactylis glomerata Ab.IgE:ACnc:Pt:Ser:Qn: | Fluorescence Enzyme Immunoassay (FEIA)
OREG | Oregano, IgE, Serum | 7552-3 | Origanum vulgare Ab.IgE:ACnc:Pt:Ser:Qn: | Fluorescence Enzyme Immunoassay (FEIA)
ORNG | Orange, IgE, Serum | 6194-5 | Citrus sinensis Ab.IgE:ACnc:Pt:Ser:Qn: | Fluorescence Enzyme Immunoassay (FEIA)
OROT | Orotic Acid, Random, Urine | 17869-9 | Orotate/Creatinine:SRto:Pt:Urine:Qn: | Colorimetric
ORTHP | Orthostatic Proteinuria, Random, Urine | 87434-7 | Protein & creatinine panel:-:Pt:Urine:Qn: | PRCON: Turbidimetry CRETR: Enzymatic Colorimetric Assay RATO2: Calculation
ORXNA | Orexin-A/Hypocretin-1, Spinal Fluid | 91670-0 | Orexin-A:MCnc:Pt:CSF:Qn: | Radioimmunoassay (RIA)
OSCAL | Osteocalcin, Serum | 2697-1 | Osteocalcin:MCnc:Pt:Ser/Plas:Qn: | Electrochemiluminescence Immunoassay (ECLIA)
OSG_F | Osmotic Gap, Feces | 88697-8 | Electrolytes & Osmolality panel:-:Pt:Stool:Qn: | OG_F: Calculation NA_F, K_F: Indirect Ion-Selective Electrode (ISE) Potentiometry
OSMOF | Osmolality, Feces | 2693-0 | Osmolality:Osmol:Pt:Stool:Qn: | Freezing Point Depression
OVAL | Ovalbumin, IgE, Serum | 7556-4 | Ovalbumin Ab.IgE:ACnc:Pt:Ser:Qn: | Fluorescence Enzyme Immunoassay (FEIA)
OVMU | Ovomucoid, IgE, Serum | 7557-2 | Ovomucoid Ab.IgE:ACnc:Pt:Ser:Qn: | Fluorescence Enzyme Immunoassay (FEIA)
OXCO1 | Oxalate, Random, Urine | 15086-2 | Oxalate:SCnc:Pt:Urine:Qn: | Only orderable as part of a profile. For more information see ROXUR / Oxalate, Random, Urine. Enzymatic Using Oxalate Oxidase
OXI | Ox-Eye Daisy, IgE, Serum | 6196-0 | Chrysanthemum leucanthemum Ab.IgE:ACnc:Pt:Ser:Qn: | Fluorescence Enzyme Immunoassay (FEIA)
OXNP | Oxysterols, Plasma | 92740-0 | Oxysterols panel:-:Pt:Ser/Plas:-: | Liquid Chromatography Tandem Mass Spectrometry (LC-MS/MS)
OXU | Oxalate, 24 Hour, Urine | 14862-7 | Oxalate:SRat:24H:Urine:Qn: | Enzymatic
OXYBS | Oxysterols, Blood Spot | 92741-8 | Cholestane-3-beta, 5-alpha, 6-beta triol & Lyso-sphingomyelin panel:-:Pt:Bld.dot:-: | Liquid Chromatography Tandem Mass Spectrometry (LC-MS/MS)
OXYCU | Oxycodone with Metabolite Confirmation, Random, Urine | 94304-3 | OxyCODONE & metabolites panel:-:Pt:Urine:-:Confirm | Liquid Chromatography Tandem Mass Spectrometry (LC-MS/MS)
OXYCX | Oxycodone with Metabolite Confirmation, Chain of Custody, Random, Urine | 94304-3 | OxyCODONE & metabolites panel:-:Pt:Urine:-:Confirm | Immunoassay/Liquid Chromatography Tandem Mass Spectrometry (LC-MS/MS)
OXYMU | Oxymorphone Confirmation, Random, Urine | 94305-0 | OxyMORphone & Noroxymorphone panel:-:Pt:Urine:-:Confirm | Liquid Chromatography Tandem Mass Spectrometry (LC-MS/MS)
OXYSU | Oxycodone Screen, Random, Urine | 19642-8 | oxyCODONE:PrThr:Pt:Urine:Ord:Screen | Immunoassay
OXYSX | Oxycodone Screen, Chain of Custody, Random, Urine | 19642-8 | oxyCODONE:PrThr:Pt:Urine:Ord:Screen | Immunoassay
OXYWB | Oxysterols, Blood | 92738-4 | Cholestane-3-beta, 5-alpha, 6-beta triol & Lyso-sp | Liquid Chromatography Tandem Mass Spectrometry (LC-MS/MS)
OYST | Oyster, IgE, Serum | 7558-0 | Ostrea edulis Ab.IgE:ACnc:Pt:Ser:Qn: | Fluorescence Enzyme Immunoassay (FEIA)
P16 | p16 (INK4a/CDKN2A) Immunostain, Technical Component Only | Order only;no result |  | Immunohistochemistry (IHC)
P190M | BCR/ABL1, p190, mRNA Detection, Reverse Transcription-PCR (RT-PCR), Quantitative, Monitoring Assay, Bone Marrow | 49795-8 | t(9;22)(q34.1;q11)(ABL1,BCR) e1a2 fusion transcript:Arb:Pt:Bld/Tiss:Ord:Molgen | Quantitative Reverse Transcription-Polymerase Chain Reaction (RT-PCR)
P2PHI | [-2]Pro Prostate-Specific Antigen with Prostate Health Index, Serum | 53764-7 | Prostate specific Ag panel:-:Pt:Ser/Plas:-: | Immunoenzymatic Assay
P40 | p40 Immunostain, Technical Component Only | Order only;no result |  | Immunohistochemistry (IHC)
P40NA | p40 + Napsin A Immunostain, Technical Component Only | Order only;no result |  | Immunohistochemistry (IHC)
P53 | p53 Immunostain, Technical Component Only | Order only;no result |  | Immunohistochemistry (IHC)
P53CA | Hematologic Neoplasms, TP53 Somatic Mutation, DNA Sequencing Exons 4-9, Varies | 21739-8 | TP53 gene targeted mutation analysis:Prid:Pt:Bld/Tiss:Nom:Molgen | Polymerase Chain Reaction (PCR) and Sanger Sequencing
P57I | p57 (KIP2/CDKN1C) Immunostain, Technical Component Only | Order only;no result |  | Immunohistochemistry (IHC)
P5NT | Pyrimidine 5' Nucleotidase, Blood | 2902-5 | Pyrimidine-5'-Nucleotidase:PrThr:Pt:Bld:Ord: | Kinetic Spectrophotometry
P62 | p62 Immunostain, Technical Component Only | Order only;no result |  | Immunohistochemistry (IHC)
P63 | p63 Immunostain, Technical Component Only | Order only;no result |  | Immunohistochemistry (IHC)
PA | Procainamide and N-Acetylprocainamide, Serum | 3983-4 | Procainamide+N-acetylprocainamide:MCnc:Pt:Ser/Plas:Qn: | Homogeneous Enzyme Immunoassay
PAC1 | Paraneoplastic, Autoantibody Evaluation, Spinal Fluid | 94818-2 | Paraneoplastic Ab panel:-:Pt:CSF:-:IF | AGN1C, AMPHC, ANN1C, ANN2C, ANN3C, CRMC, PCA1C, PCA2C7, PCTRC, AGNTC, APHTC, AN1TC, AN2TC, AN3TC, CRMTC, PC1TC, PC2TC, PCTTC: Indirect Immunofluorescence Assay (IFA) CRMWC: Western Blot AGNBC, AMIBC, AN1BC, AN2BC, PC1BC, PCTBC: Immunoblot (IB)
PACP | Prostatic Acid Phosphatase, Serum | 20420-6 | Acid phosphatase.prostatic:MCnc:Pt:Ser:Qn: | Automated Chemiluminescent Immunometric Assay
PACPI | Prostatic Acid Phosphatase (PACP) Immunostain, Technical Component Only | Order only;no result |  | Immunohistochemistry (IHC)
PADF | Prenatal Aneuploidy Detection, FISH | 57317-0 | Chromosome 13+18+21+X+Y aneuploidy:Find:Pt:Amnio fld/CVS:Nom:FISH | Fluorescence In Situ Hybridization (FISH)
PAHD | Phthalic Anhydride, IgE, Serum | 7601-8 | Phthalic anhydride Ab.IgE:ACnc:Pt:Ser:Qn: | Fluorescence Enzyme Immunoassay (FEIA)
PAI1 | Plasminogen Activator Inhibitor Antigen, Plasma | 22758-7 | Plasminogen activator inhibitor 1 Ag:MCnc:Pt:PPP:Qn:IA | Enzyme-Linked Immunosorbent Assay (ELISA)
PALB | Prealbumin, Serum | 46130-1 | Prealbumin:MCnc:Pt:Ser/Plas:Qn:Nephelometry | Nephelometry
PALD | Aldosterone, Plasma | 1763-2 | Aldosterone:MCnc:Pt:Ser/Plas:Qn: | Liquid Chromatography Tandem Mass Spectrometry (LC-MS/MS)
PAMIK | Amikacin, Peak, Serum | 3319-1 | Amikacin^peak:MCnc:Pt:Ser/Plas:Qn: | Kinetic Interaction of Microparticles in Solution (KIMS)
PANOX | Pain Clinic Survey 10, Chain of Custody, Random, Urine | 69739-1 | Drugs of abuse panel:-:Pt:Urine:-:Screen | Immunoassay followed by Gas Chromatography Mass Spectrometry (GC-MS) or Liquid Chromatography Tandem Mass Spectrometry (LC-MS/MS) as needed
PAPR | Paprika, IgE, Serum | 7563-0 | Capsicum annuum Ab.IgE:ACnc:Pt:Ser:Qn: | Fluorescence Enzyme Immunoassay (FEIA)
PAPY | Papaya, IgE, Serum | 6850-2 | Carica papaya Ab.IgE:ACnc:Pt:Ser:Qn: | Fluorescence Enzyme Immunoassay (FEIA)
PARDP | Inherited Parkinson Disease Gene Panel, Varies | 103956-9 | Parkinson Disease multigene analysis:Find:Pt:XXX:Doc:Molgen | Sequence Capture and Targeted Next-Generation Sequencing followed by Polymerase Chain Reaction (PCR) and Sanger Sequencing
PARID | Parasite Identification, Varies | 20932-0 | Parasite identified:Prid:Pt:XXX:Nom:Inspection | BUG: Arthropod and Artifact Identification WORMY: Gross and Microscopic Examination
PARVG | Parvovirus B19 Antibodies, IgG, Serum | 29660-8 | Parvovirus B19 Ab.IgG:PrThr:Pt:Ser:Ord:IA | Only orderable as part of a profile. For more information see PARVS / Parvovirus B19 Antibodies, IgG and IgM, Serum. Enzyme Immunoassay (EIA)
PARVI | Parvovirus Immunostain, Technical Component Only | Order only;no result |  | Immunohistochemistry (IHC)
PARVM | Parvovirus B19 Antibody, IgM, Serum | 40658-7 | Parvovirus B19 Ab.IgM:PrThr:Pt:Ser:Ord:IA | Only orderable as part of a profile. For more information see PARVS / Parvovirus B19 Antibodies, IgG and IgM, Serum. Enzyme Immunoassay (EIA)
PARVN | Parvovirus B19 Antibody, Technical Interpretation | 58737-8 | Parvovirus B19 Ab.IgG & IgM:Imp:Pt:Ser:Nom: | Only orderable as part of a profile. For more information see PARVS / Parvovirus B19 Antibodies, IgG and IgM, Serum.
PARVO | Parvovirus B19, Molecular Detection, PCR, Varies | 9571-1 | Parvovirus B19 DNA:PrThr:Pt:XXX:Ord:Probe.amp.tar | Real-Time Polymerase Chain Reaction (PCR)/DNA Probe Hybridization
PARVP | Parvovirus B19, Molecular Detection, PCR, Plasma | 9571-1 | Parvovirus B19 DNA:PrThr:Pt:XXX:Ord:Probe.amp.tar | Real-Time Polymerase Chain Reaction (PCR)/DNA Probe Hybridization
PARVS | Parvovirus B19 Antibodies, IgG and IgM, Serum | 34950-6 | Parvovirus B19 Ab.IgG & IgM panel:-:Pt:Ser:Qn: | PARVG, PARVM: Enzyme Immunoassay (EIA) PARVN: Technical Interpretation
PAS3 | Pediatric Allergy Screen <3 Years, Serum | 94593-1 | Multiplex allergen panel:-:Pt:Ser/Plas:-: | Fluorescence Enzyme Immunoassay (FEIA)
PAS38 | Pediatric Allergy Screen 3 to 8 Years, Serum | 94593-1 | Multiplex allergen panel:-:Pt:Ser/Plas:-: | Fluorescence Enzyme Immunoassay (FEIA)
PAS8 | Pediatric Allergy Screen >8 Years, Serum | 94593-1 | Multiplex allergen panel:-:Pt:Ser/Plas:-: | Fluorescence Enzyme Immunoassay (FEIA)
PATHC | Pathology Consultation | 60570-9 | Consultation note:Find:Pt:{Setting}:Doc:Pathology
PAVAL | Paraneoplastic, Autoantibody Evaluation, Serum | 43104-9 | Paraneoplastic Ab panel:-:Pt:Ser:-: | PAINT: Medical Interpretation AGN1S, AGNTS, AMPHS, APHTS, ANN1S, ANN2S, ANN3S, AN2TS, AN3TS, CRMS, CRMTS, PCABP, PC1TS, PCAB2, PC2TS, PCATR, PCTTS, AN1TS: Indirect Immunofluorescence Assay (IFA) CCPQ, VGKC: Radioimmunoassay (RIA) CRMWS: Western Blot (WB) AGNBS, AMIBS, AN1BS, AN2BS, PC1BS, PCTBS: Immunoblot (IB) CS2CS, LG1CS: Cell-Binding Assay (CBA)
PAX2 | PAX2 Immunostain, Technical Component Only | Order only;no result |  | Immunohistochemistry (IHC)
PAX5 | PAX-5 Immunostain, Technical Component Only | Order only;no result |  | Immunohistochemistry (IHC)
PAX8 | PAX8 Immunostain, Technical Component Only | Order only;no result |  | Immunohistochemistry (IHC)
PBALP | Porphobilinogen and Aminolevulinic Acid, Plasma | 96911-3 | Delta aminolevulinate & porphobilinogen panel:-:Pt:Ser/Plas:-: | Liquid Chromatography Tandem Mass Spectrometry (LC-MS/MS)
PBC2 | SP100 and GP210 Antibodies, IgG, Serum | 106055-7 | SP100 and GP210 Ab.IgG panel:-:Pt:Ser/Plas:-: | Enzyme-Linked Immunosorbent Assay (ELISA)
PBCPN | Primary Biliary Cholangitis Antibody Panel, Serum | 106054-0 | Primary biliary cholangitis comprehensive Ab panel:-:Pt:Ser/Plas:-: | GP210, SP100: Enzyme-Linked Immunosorbent Assay (ELISA) AMA: Enzyme Immunoassay (EIA) NAIFA: Indirect Immunofluorescence
PBCU | Lead/Creatinine Ratio, Urine | 13466-8 | Lead/Creatinine:MRto:Pt:Urine:Qn: | Only orderable as part of profile. For more information see: -PBUCR / Lead/Creatinine Ratio, Random, Urine -HMUCR / Heavy Metal/Creatinine Ratio, with Reflex, Random, Urine Triple-Quadrupole Inductively Coupled Plasma Mass Spectrometry (ICP-MS/MS)
PBDC | Lead, Capillary, with Demographics, Blood | 10368-9 | Lead:MCnc:Pt:BldC:Qn: | Inductively Coupled Plasma Mass Spectrometry (ICP-MS)
PBDV | Lead, Venous, with Demographics, Blood | 77307-7 | Lead:MCnc:Pt:BldV:Qn: | Inductively Coupled Plasma Mass Spectrometry (ICP-MS)
PBGDW | Porphobilinogen Deaminase, Washed Erythrocytes | 2812-6 | Porphobilinogen deaminase:CCnc:Pt:RBC:Qn: | Enzymatic End Point/Spectrofluorometric
PBGD_ | Porphobilinogen Deaminase, Whole Blood | 12810-8 | Porphobilinogen deaminase:CCnc:Pt:Bld:Qn: | Enzymatic End Point/Spectrofluorometric
PBGU | Porphobilinogen, Quantitative, Random, Urine | 2811-8 | Porphobilinogen:SCnc:Pt:Urine:Qn: | Liquid Chromatography Tandem Mass Spectrometry (LC-MS/MS)
PBHA | Lead, Hair | 5673-9 | Lead:MCnt:Pt:Hair:Qn: | Inductively Coupled Plasma-Mass Spectrometry (ICP-MS)
PBKQN | BK Virus DNA Detection and Quantification, Plasma | 32284-2 | BK virus DNA:ACnc:Pt:Ser/Plas:Qn:Probe.amp.tar | Real-Time Polymerase Chain Reaction (PCR)
PBLI | Plasma Cell Assessment, Blood | 86900-8 | Plasma cells.monotypic population:Prid:Pt:Bld:Nom:Flow cytometry | Flow Cytometry
PBNA | Lead, Nails | 8202-4 | Lead:MCnt:Pt:Nail:Qn: | Inductively Coupled Plasma-Mass Spectrometry (ICP-MS)
PBNP1 | NT-Pro B-Type Natriuretic Peptide, Serum | 83107-3 | Natriuretic peptide.B prohormone N-Terminal:MCnc:Pt:Ser/Plas:Qn:IA | Electrochemiluminescence Immunoassay
PBORB | Lyme Disease, Molecular Detection, PCR, Blood | 90892-1 | Borrelia sp panel:-:Pt:Bld:-:Non-probe.amp.tar | Real-Time Polymerase Chain Reaction (PCR)/DNA Probe Hybridization
PBOU | Lead Occupational Exposure, Random, Urine | 13466-8 | Lead/Creatinine:MRto:Pt:Urine:Qn: | Only orderable as part of profile. For more information see: -PBUOE / Lead Occupational Exposure, Random, Urine -HMUOE / Heavy Metal Occupational Exposure, with Reflex, Random, Urine Triple-Quadrupole Inductively Coupled Plasma Mass Spectrometry (ICP-MS/MS)
PBPFD | Lead Profile Occupational Exposure, Blood | 29588-1 | Heavy metals panel:-:Pt:Bld:-: | PBB: Inductively Coupled Plasma Mass Spectrometry (ICP-MS) PPFE: High-Performance Liquid Chromatography (HPLC) with Fluorescence Detection
PBPO | Penicillin G, IgE, Serum | 6851-0 | Penicillin G Ab.IgE:ACnc:Pt:Ser:Qn: | Fluorescence Enzyme Immunoassay (FEIA)
PBR | Phenobarbital, Serum | 3948-7 | PHENobarbital:MCnc:Pt:Ser/Plas:Qn: | Kinetic Interaction of Microparticles in a Solution (KIMS)
PBU | Lead, 24 Hour, Urine | 5677-0 | Lead:MRat:24H:Urine:Qn: | Triple-Quadrupole Inductively Coupled Plasma Mass Spectrometry (ICP-MS/MS)
PBUCR | Lead/Creatinine Ratio, Random, Urine | 13466-8 | Lead/Creatinine:MRto:Pt:Urine:Qn: | PBCU: Triple-Quadrupole Inductively Coupled Plasma Mass Spectrometry (ICP-MS/MS) CRETR: Enzymatic Colorimetric Assay
PBUOE | Lead Occupational Exposure, Random, Urine | 13466-8 | Lead/Creatinine:MRto:Pt:Urine:Qn: | PBOU: Triple Quadrupole Inductively Coupled Plasm Mass Spectrometry (ICP-MS/MS) CRETR: Enzymatic Colorimetric Assay
PC1TC | Purkinje Cell Cytoplasmic Antibody Type 1 (PCA-1) Titer, Spinal Fluid | 94363-9 | Purkinje cell cytoplasmic type 1 Ab.IgG:Titr:Pt:CSF:SemiQn:IF | Only orderable as a reflex. For more information see: ENC2 / Encephalopathy, Autoimmune/Paraneoplastic Evaluation, Spinal Fluid MDC2 / Movement Disorder, Autoimmune/Paraneoplastic Evaluation, Spinal Fluid MAC1 / Myelopathy, Autoimmune/Paraneoplastic Evaluation, Spinal Fluid Indirect Immunofluorescence Assay (IFA)
PC1TS | Purkinje Cell Cytoplasmic Antibody Type 1 (PCA-1) Titer, Serum | 94350-6 | Purkinje cell cytoplasmic type 1 Ab.IgG:Titr:Pt:Ser:SemiQn:IF | Only orderable as a reflex. For further information see: PAVAL / Paraneoplastic, Autoantibody Evaluation, Serum ENS2 / Encephalopathy, Autoimmune/Paraneoplastic Evaluation, Serum MDS2 / Movement Disorder, Autoimmune/Paraneoplastic Evaluation, Serum MAS1 / Myelopathy, Autoimmune/Paraneoplastic Evaluation, Serum AIAES / Axonal Neuropathy, Autoimmune/Paraneoplastic Evaluation, Serum Indirect Immunofluorescence Assay (IFA)
PC2TC | Purkinje Cell Cytoplasmic Antibody Type 2 (PCA-2) Titer, Spinal Fluid | 94364-7 | Purkinje cell cytoplasmic type 2 Ab.IgG:Titr:Pt:CSF:SemiQn:IF | Only orderable as a reflex. For more information see: DMC2 / Dementia, Autoimmune/Paraneoplastic Evaluation, Spinal Fluid ENC2 / Encephalopathy, Autoimmune/Paraneoplastic Evaluation, Spinal Fluid EPC2 / Epilepsy, Autoimmune/Paraneoplastic Evaluation, Spinal Fluid MDC2 / Movement Disorder, Autoimmune/Paraneoplastic Evaluation, Spinal Fluid MAC1 / Myelopathy, Autoimmune/Paraneoplastic Evaluation, Spinal Fluid Indirect Immunofluorescence Assay (IFA)
PC2TS | Purkinje Cell Cytoplasmic Antibody Type 2 (PCA-2) Titer, Serum | 94351-4 | Purkinje cell cytoplasmic type 2 Ab.IgG:Titr:Pt:Ser:SemiQn:IF | Only orderable as a reflex. For more information see: -PAVAL / Paraneoplastic, Autoantibody Evaluation, Serum -DMS2 / Dementia, Autoimmune/Paraneoplastic Evaluation, Serum -ENS2 / Encephalopathy, Autoimmune/Paraneoplastic Evaluation, Serum -EPS2 / Epilepsy, Autoimmune/Paraneoplastic Evaluation, Serum -MDS2 / Movement Disorder, Autoimmune/Paraneoplastic Evaluation, Serum -MAS1 / Myelopathy, Autoimmune/Paraneoplastic Evaluation, Serum -AIAES / Axonal Neuropathy, Autoimmune/Paraneoplastic Evaluation, Serum -DYS2 / Dysautonomia, Autoimmune/Paraneoplastic Evaluation, Serum -GID2 / Gastrointestinal Dysmotility, Autoimmune/Paraneoplastic Evaluation, Serum Indirect Immunofluorescence Assay (IFA)
PCAB | Parietal Cell Antibodies, IgG, Serum | 40960-7 | Parietal cell Ab.IgG:ACnc:Pt:Ser:Qn: | Enzyme-Linked Immunosorbent Assay (ELISA)
PCAG | Protein C Antigen, Plasma | 27820-0 | Protein C Ag actual/Normal:RelMCnc:Pt:PPP:Qn:IA | Enzyme-Linked Immunosorbent Assay (ELISA)
PCANH | Pecan Hickory, IgE, Serum | 6208-3 | Carya illinoinensis nut Ab.IgE:ACnc:Pt:Ser:Qn: | Fluorescence Enzyme Immunoassay (FEIA)
PCDEC | Pediatric Autoimmune Encephalopathy/CNS Disorder Evaluation, Spinal Fluid | 101416-6 | Pediatric autoimmune central nervous system disorders evaluation panel:-:Pt:CSF:-: | AMPCC, CS2CC, DPPCC, GABCC, GFACC, LG1CC, GL1CC, NCDCC, NMDCC: Cell Binding Assay (CBA) NMOFC, NMOTC: Flow Cytometry AMPIC, ANN1C, AN1TC, DPPTC, GABIC, GFAIC, GFATC, GL1IC, GL1TC, NCDIC, NCDTC, NMDIC, PCTRC, PCTTC: Indirect Immunofluorescence Assay (IFA) GD65C: Radioimmunoassay (RIA) AN1BC, AN2BC, PCTBC: Immunoblot (IB) PCCI: Medical Interpretation
PCDES | Pediatric Autoimmune Encephalopathy/CNS Disorder Evaluation, Serum | 101417-4 | Pediatric autoimmune central nervous system disorders evaluation panel:-:Pt:Ser/Plas:-: | AMPCS, CS2CS, DPPCS, GABCS, GFACS, LG1CS, GL1CS, NCDCS, NMDCS: Cell Binding Assay (CBA) MOGFS, MOGTS, NMOFS, NMOTS: Flow Cytometry AMPIS, ANN1S, AN1TS, DPPTS, GABIS, GFAIS, GFATS, GL1IS, GL1TS, NCDIS, NCDTS, NMDIS, PCATR, PCTTS: Indirect Immunofluorescence (IFA) GD65S: Radioimmunoassay (RIA) AN1BS, AN2BS, PCTBS: Immunoblot (IB) PCSI: Medical Interpretation
PCDGG | Primary Ciliary Dyskinesia Gene Panel, Varies | 51966-0 | Genetic disease DNA analysis panel:-:Pt:Bld/Tiss:-:Molgen | Sequence Capture and Targeted Next-Generation Sequencing followed by Polymerase Chain Reaction (PCR) and Sanger Sequencing.
PCEAI | Carcinoembryonic Antigen, Polyclonal Immunostain, Technical Component Only | Order only;no result |  | Immunohistochemistry (IHC)
PCGP | Porphyria Comprehensive Gene Panel, Varies | 105350-3 | Porphyria multigene analysis:Find:Pt:Bld/Tiss:Doc:Molgen | Sequence Capture and Targeted Next-Generation Sequencing (NGS) followed by Polymerase Chain Reaction (PCR) and Sanger Sequencing
PCHE1 | Pseudocholinesterase, Total, Serum | 2098-2 | Cholinesterase:CCnc:Pt:Ser/Plas:Qn: | Colorimetric Assay
PCPDB | Probe, Each Additional (PCPDS) (Bill Only) | Bill only; no result |  | This test is for billing purposes only. This is not an orderable test. Fluorescence In Situ Hybridization (FISH)
PCPDS | Plasma Cell Proliferative Disorder, High Risk with Reflex Probes, Diagnostic FISH Evaluation, Bone Marrow | 98014-4 | Plasma cell proliferation analysis:Find:Pt:Bone mar:Doc:FISH | PCPDS, PCPDB: Fluorescence In Situ Hybridization (FISH) CSPCF: Flow Cytometric Cell Selection
PCPMC | Phencyclidine (PCP) Confirmation, Meconium | 92816-8 | Phencyclidine:MCnt:Pt:Meconium:Qn:Confirm | Liquid Chromatography Tandem Mass Spectrometry (LC-MS/MS)
PCPMX | Phencyclidine (PCP) Confirmation, Chain of Custody, Meconium | 92816-8 | Phencyclidine:MCnt:Pt:Meconium:Qn:Confirm | Liquid Chromatography Tandem Mass Spectrometry (LC-MS/MS)
PCPRO | Plasma Cell DNA Content and Proliferation, Bone Marrow | 93363-0 | Plasma cell DNA content & proliferation panel:-:Pt:Bone mar:-:Flow cytometry | Flow Cytometry/DNA Content/Cell Cycle Analysis
PCPU | Phencyclidine Confirmation, Random, Urine | 16254-5 | Phencyclidine:MCnc:Pt:Urine:Qn:Confirm | Gas Chromatography Mass Spectrometry (GC-MS) Confirmation with Quantitation
PCPUG | Phencyclidine (PCP), Confirmation, serum | 3934-7 | Phencyclidine:MCnc:Pt:Ser/Plas:Qn: | Gas Chromatography-Mass Spectrometry (GC-MS)
PCPX | Phencyclidine Confirmation, Chain of Custody, Random, Urine | 16254-5 | Phencyclidine:MCnc:Pt:Urine:Qn:Confirm | Immunoassay/Gas Chromatography Mass Spectrometry (GC-MS) Confirmation with Quantitation
PCTTC | Purkinje Cell Cytoplasmic Antibody, Type Tr (PCA-Tr) Titer, Spinal Fluid | 94362-1 | Purkinje cell cytoplasmic type Tr Ab.IgG:Titr:Pt:CSF:SemiQn:IF | Only orderable as a reflex. For more information see: DMC2 / Dementia, Autoimmune/Paraneoplastic Evaluation, Spinal Fluid ENC2 / Encephalopathy, Autoimmune/Paraneoplastic Evaluation, Spinal Fluid EPC2 / Epilepsy, Autoimmune/Paraneoplastic Evaluation, Spinal Fluid MDC2 / Movement Disorder, Autoimmune/Paraneoplastic Evaluation, Spinal Fluid PCDEC / Pediatric Autoimmune Encephalopathy/CNS Disorder Evaluation, Spinal Fluid Indirect Immunofluorescence Assay (IFA)
PCTTS | Purkinje Cell Cytoplasmic Antibody Type Tr (PCA-Tr) Titer, Serum | 94352-2 | Purkinje cell cytoplasmic type Tr Ab.IgG:Titr:Pt:Ser:SemiQn:IF | Only orderable as a reflex. For more information see: -PAVAL / Paraneoplastic Autoantibody Evaluation, Serum -DMS2 / Dementia, Autoimmune/Paraneoplastic Evaluation, Serum -ENS2 / Encephalopathy, Autoimmune/Paraneoplastic Evaluation, Serum -EPS2 / Epilepsy, Autoimmune/Paraneoplastic Evaluation, Serum -MDS2 / Movement Disorder, Autoimmune/Paraneoplastic Evaluation, Serum -PCDES / Pediatric Autoimmune Encephalopathy/CNS Disorder Evaluation, Serum Indirect Immunofluorescence Assay (IFA)
PD2T | Pompe Disease Second-Tier Newborn Screening, Blood Spot | 63416-2 | Pompe disease newborn screening comment-discussion:Txt:Pt:Bld.dot:Nar: | Flow Injection Analysis Tandem Mass Spectrometry (FIA-MS/MS)
PDBS | Pompe Disease, Blood Spot | 63416-2 | Pompe disease newborn screening comment-discussion:Txt:Pt:Bld.dot:Nar: | Flow Injection Analysis Tandem Mass Spectrometry (MS/MS)
PDEIC | Phosphodiesterase 10A (PDE10A) IgG, Tissue Immunofluorescence, Spinal Fluid | 103842-1 | Phosphodiesterase 10A Ab:PrThr:Pt:XXX:Ord:IF | Only orderable as part of a profile. For more information see: DMC2 / Dementia, Autoimmune/Paraneoplastic Evaluation, Spinal Fluid ENC2 / Encephalopathy, Autoimmune/Paraneoplastic Evaluation, Spinal Fluid EPC2 / Epilepsy, Autoimmune/Paraneoplastic Evaluation, Spinal Fluid MDC2 / Movement Disorder, Autoimmune/Paraneoplastic Evaluation, Spinal Fluid Indirect Immunofluorescence Assay (IFA)
PDEIS | Phosphodiesterase 10A (PDE10A) IgG, Tissue Immunofluorescence, Serum | 103842-1 | Phosphodiesterase 10A Ab:PrThr:Pt:XXX:Ord:IF | Only orderable as part of a profile. For more information see: ENS2 / Encephalopathy, Autoimmune/Paraneoplastic Evaluation, Serum DMS2 / Dementia, Autoimmune/Paraneoplastic Evaluation, Serum EPS2 / Epilepsy, Autoimmune/Paraneoplastic Evaluation, Serum MDS2 / Movement Disorder, Autoimmune/Paraneoplastic Evaluation, Serum Indirect Immunofluorescence Assay (IFA)
PDETC | Phosphodiesterase 10A (PDE10A) IgG, Tissue Immunofluorescence Titer, Spinal Fluid | 105522-7 | Phosphodiesterase 10A Ab.IgG:Titr:Pt:CSF:SemiQn:IF | Only orderable as a reflex. For more information see: DMC2 / Dementia, Autoimmune/Paraneoplastic Evaluation, Spinal Fluid ENC2 / Encephalopathy, Autoimmune/Paraneoplastic Evaluation, Spinal Fluid EPC2 / Epilepsy, Autoimmune/Paraneoplastic Evaluation, Spinal Fluid MDC2 / Movement Disorder, Autoimmune/Paraneoplastic Evaluation, Spinal Fluid Indirect Immunofluorescence Assay (IFA)
PDETS | Phosphodiesterase 10A (PDE10A) IgG, Tissue Immunofluorescence Titer, Serum | 105523-5 | Phosphodiesterase 10A Ab.IgG:Titr:Pt:Ser/Plas:SemiQn:IF | Only orderable as a reflex. For more information see: ENS2 / Encephalopathy, Autoimmune/Paraneoplastic Evaluation, Serum DMS2 / Dementia, Autoimmune/Paraneoplastic Evaluation, Serum EPS2 / Epilepsy, Autoimmune/Paraneoplastic Evaluation, Serum MDS2 / Movement Disorder, Autoimmune/Paraneoplastic Evaluation, Serum Indirect Immunofluorescence Assay (IFA)
PDGP | Peroxisomal Disorder Gene Panel, Varies | 105264-6 | Peroxisomal disorder multigene analysis:Find:Pt:Bld/Tiss:Doc:Molgen | Sequence Capture and Targeted Next-Generation Sequencing followed by Polymerase Chain Reaction (PCR) and Sanger Sequencing.
PDSU | Drug Screen, Prescription/Over the Counter, Random, Urine | 12286-1 | Drugs identified:Prid:Pt:Urine:Nom:Screen | Gas Chromatography Mass Spectrometry (GC-MS)
PDSUX | Drug Screen, Prescription/Over the Counter, Chain of Custody, Random, Urine | 12286-1 | Drugs identified:Prid:Pt:Urine:Nom:Screen | Gas Chromatography Mass Spectrometry (GC-MS)
PEAN | Peanut, IgE, Serum | 6206-7 | Arachis hypogaea Ab.IgE:ACnc:Pt:Ser:Qn: | Fluorescence Enzyme Immunoassay (FEIA)
PEANT | Peanut, IgE with Reflex to Peanut Components, IgE, Serum | 6206-7 | Arachis hypogaea Ab.IgE:ACnc:Pt:Ser:Qn: | Fluorescent Enzyme Immunoassay (FEIA)
PEAR | Pear, IgE, Serum | 6207-5 | Pyrus communis Ab.IgE:ACnc:Pt:Ser:Qn: | Fluorescence Enzyme Immunoassay (FEIA)
PEC | Pecan-Food, IgE, Serum | 6208-3 | Carya illinoinensis nut Ab.IgE:ACnc:Pt:Ser:Qn: | Fluorescence Enzyme Immunoassay (FEIA)
PECH | Peach, IgE, Serum | 6205-9 | Prunus persica Ab.IgE:ACnc:Pt:Ser:Qn: | Fluorescence Enzyme Immunoassay (FEIA)
PEE | Porphyrins Evaluation, Whole Blood | 2814-2 | Porphyrins:MCnc:Pt:RBC:Qn: | Spectrofluorometric
PEL | Electrophoresis, Protein, Serum | 24351-9 | Protein fractions panel:-:Pt:Ser/Plas:Qn: | TPE: Colorimetric, Biuret ELP: Agarose Gel Electrophoresis IMFX, IFXED: Immunofixation
PENIV | Penicillin V, IgE, Serum | 6210-9 | Penicillin V Ab.IgE:ACnc:Pt:Ser:Qn: | Fluorescence Enzyme Immunoassay (FEIA)
PENL | Penicillium chrysogenum, IgE, Serum | 6212-5 | Penicillium notatum Ab.IgE:ACnc:Pt:Ser:Qn: | Fluorescence Enzyme Immunoassay (FEIA)
PENTS | Pentobarbital, Serum | 3924-8 | PENTobarbital:MCnc:Pt:Ser/Plas:Qn: | Gas Chromatography Mass Spectrometry (GC-MS)
PEPAN | Comprehensive Peripheral Neuropathy Gene Panel, Varies | 103954-4 | Peripheral neuropathy multigene analysis:Find:Pt:XXX:Doc:Molgen | Sequence Capture and Next-Generation Sequencing (NGS), Polymerase Chain Reaction (PCR), Sanger Sequencing, and Dosage Analysis by Droplet Digital Polymerase Chain Reaction (ddPCR)
PERA | Preeclampsia sFlt-1/PIGF (Soluble fms-Like Tyrosine Kinase 1/ Placental Growth Factor) Ratio, Serum | 74757-6 | Soluble fms-like tyrosine kinase-1/placental growth factor:Ratio:Pt:Ser:Qn: | Immunofluorescent Assay (IFA)
PERAM | Perampanel, Serum | 88895-8 | Perampanel:MCnc:Pt:Ser/Plas:Qn: | Liquid Chromatography Tandem Mass Spectrometry (LC-MS/MS)
PERS | Persimmon, IgE, Serum | 10947-0 | Diospyros kaki Ab.IgE:ACnc:Pt:Ser:Qn: | Fluorescence Enzyme Immunoassay (FEIA)
PETH | Phosphatidylethanol Confirmation, Blood | 101506-4 | Phosphatidylethanol panel:-:Pt:Bld:-: | Liquid Chromatography Tandem Mass Spectrometry (LC-MS/MS)
PEWE | Porphyrins Evaluation, Washed Erythrocytes | 2814-2 | Porphyrins:MCnc:Pt:RBC:Qn: | Spectrofluorometric
PF199 | Carbohydrate Antigen 19-9 (CA 19-9), Pleural Fluid | 19163-5 | Cancer Ag 19-9:ACnc:Pt:Plr fld:Qn: | Immunoenzymatic Assay
PFAPC | Fatty Acid Profile, Comprehensive (C8-C26), Plasma | 43674-1 | Fatty acid panel.comprehensive C8-C26:-:Pt:Ser/Plas:Qn: | Gas Chromatography-Mass Spectrometry (GC-MS) Stable Isotope Dilution Analysis
PFAPE | Fatty Acid Profile, Essential, Plasma | 43676-6 | Fatty acid panel.essential C12-C22:-:Pt:Ser/Plas:Qn: | Gas Chromatography Mass Spectrometry (GC-MS) Stable Isotope Dilution
PFCEA | Carcinoembryonic Antigen (CEA), Pleural Fluid | 19169-2 | Carcinoembryonic Ag:MCnc:Pt:Plr fld:Qn: | Immunoenzymatic Assay
PFIB | Parafibromin, Immunostain, Technical Component Only | Order only;no result |  | Immunohistochemistry (IHC)
PFK1 | Phosphofructokinase Enzyme Activity, Blood | 72664-6 | Phosphofructokinase:CCnt:Pt:RBC:Qn: | Kinetic Spectrophotometry
PFKC | Phosphofructokinase Enzyme Activity, Blood | 72664-6 | Phosphofructokinase:CCnt:Pt:RBC:Qn: | Only available as part of a profile. For more information see: -HAEV1 / Hemolytic Anemia Evaluation, Blood -EEEV1 / Red Blood Cell (RBC) Enzyme Evaluation, Blood Kinetic Spectrophotometry (KS)
PFN | Propafenone, Serum | 6905-4 | Propafenone:MCnc:Pt:Ser/Plas:Qn: | Liquid Chromatography Tandem Mass Spectrometry (LC-MS/MS)
PFRUT | Passion Fruit, IgE, Serum | 10946-2 | Passiflora edulis Ab.IgE:ACnc:Pt:Ser:Qn: | Fluorescence Enzyme Immunoassay (FEIA)
PGDBS | Plasmalogens, Blood Spot | 104687-9 | Dimethylacetal panel:-:Pt:Bld.dot:-: | Gas Chromatography Mass Spectrometry (GC-MS)
PGK1 | Phosphoglycerate Kinase Enzyme Activity, Blood | 44053-7 | Phosphoglycerate kinase:CCnt:Pt:RBC:Qn: | Kinetic Spectrophotometry
PGKC | Phosphoglycerate Kinase Enzyme Activity, Blood | 44053-7 | Phosphoglycerate kinase:CCnt:Pt:RBC:Qn: | Only available as part of a profile. For more information see: -HAEV1 / Hemolytic Anemia Evaluation, Blood -EEEV1 / Red Blood Cell (RBC) Enzyme Evaluation, Blood Kinetic Spectrophotometry (KS)
PGM1 | CD68 (PG-M1) Immunostain, Technical Component Only | Order only;no result |  | Immunohistochemistry (IHC)
PGN | Pregabalin, Serum | 47414-8 | Pregabalin:MCnc:Pt:Ser/Plas:Qn: | Liquid Chromatography Tandem Mass Spectrometry (LC-MS/MS)
PGRBC | Plasmalogens, Blood | 74634-7 | Dimethylacetal panel:-:Pt:RBC:-: | Gas Chromatography Mass Spectrometry (GC-MS)
PGSN | Progesterone, Serum | 83109-9 | Progesterone:MCnc:Pt:Ser/Plas:Qn:IA | Electrochemiluminescence Immunoassay (ECLIA)
PGXQP | Focused Pharmacogenomics Panel, Varies | 82118-1 | Pharmacogenomics result panel:-:Pt:^Patient:-: | Real Time Polymerase Chain Reaction (RT-PCR) with Allelic Discrimination Analysis/PCR followed by DNA Sequencing, when appropriate
PHEGP | Phenylalanine Disorders Gene Panel, Varies | 105265-3 | Phenylalanine disorders multigene analysis:Find:Pt:Bld/Tiss:Doc:Molgen | Sequence Capture and Targeted Next-Generation Sequencing followed by Polymerase Chain Reaction (PCR) and Sanger Sequencing
PHEPU | Previous Viral Hepatitis (Unknown Type), Serum | 92890-3 | Hepatitis A & B & C virus immunity &or previous exposure panel:-:Pt:Ser/Plas:-: | HAVTA, HBAG, HBAB, HBC, HCVDX, HBGNT: Electrochemiluminescence Immunoassay (ECLIA) HCVQN: Real-Time Reverse Transcription-Polymerase Chain Reaction (RT-PCR)
PHI11 | Prostate Health Index Reflex, Serum | 53764-7 | Prostate specific Ag panel:-:Pt:Ser/Plas:-: | Immunoenzymatic Assay
PHLDF | Philadelphia Chromosome-like Acute Lymphoblastic Leukemia (Ph-like ALL), Diagnostic FISH, Varies | 101664-1 | Philadelphia-like ALL gene deletion & rearrangement:Find:Pt:Bld/Tiss:Doc:FISH | Fluorescence In Situ Hybridization (FISH)
PHMA | Phoma betae, IgE, Serum | 6216-6 | Phoma betae Ab.IgE:ACnc:Pt:Ser:Qn: | Fluorescence Enzyme Immunoassay (FEIA)
PHOS | Phosphorus (Inorganic), Serum | 2777-1 | Phosphate:MCnc:Pt:Ser/Plas:Qn: | Photometric, Ammonium Molybdate
PHSP | Prenatal Hepatitis Evaluation, Serum | 101653-4 | Prenatal hepatitis B & C panel:-:Pt:Ser/Plas:-: | Electrochemiluminescence Immunoassay (ECLIA)
PHTDP | Phosphorylated TDP43 Immunostain, Technical Component Only | Order only;no result |  | Immunohistochemistry (IHC)
PHU_ | pH, Random, Urine | 2756-5 | pH:LsCnc:Pt:Urine:SemiQn: | pH meter
PIGE | Pig Epithelium, IgE, Serum | 6262-0 | Swine epithelium Ab.IgE:ACnc:Pt:Ser:Qn: | Fluorescence Enzyme Immunoassay (FEIA)
PIGF | Pigeon Feathers, IgE, Serum | 10948-8 | Pigeon feather Ab.IgE:ACnc:Pt:Ser:Qn: | Fluorescence Enzyme Immunoassay (FEIA)
PIK3B | Cell-Free DNA PIK3CA Test, Blood | 60034-6 | PIK3CA gene targeted mutation analysis:Find:Pt:Bld/Tiss:Doc:Molgen | Polymerase Chain Reaction (PCR)
PIK3T | PIK3CA Mutation Analysis, Tumor | 60034-6 | PIK3CA gene targeted mutation analysis:Find:Pt:Bld/Tiss:Doc:Molgen | Polymerase Chain Reaction (PCR)
PINE | Pine Nut, IgE, Serum | 10954-6 | Pinus edulis Ab.IgE:ACnc:Pt:Ser:Qn: | Fluorescence Enzyme Immunoassay (FEIA)
PINP | Procollagen I Intact N-Terminal, Serum | 47255-5 | Procollagen type I.N-terminal propeptide:MCnc:Pt:Ser:Qn: | Radioimmunoassay (RIA)
PINS | Proinsulin, Plasma | 27882-0 | Proinsulin:SCnc:Pt:Ser/Plas:Qn: | Electrochemiluminescent Assay
PINTP | Peripheral Smear Interpretation, Whole Blood | 14869-2 | Pathologist review:Imp:Pt:Bld:Nom:Pathologist comment | Only orderable as a reflex. For more information see SPSM / Morphology Evaluation (Special Smear). Manual-Microscopic Examination of Cells Includes neutrophilic segs and bands, lymphocytes, monocytes, eosinophils, basophils, erythrocyte morphology, and platelets.
PINW | Pinworm Exam, Perianal | 675-9 | Enterobius vermicularis:PrThr:Pt:XXX:Ord:Pinworm examination | Microscopic
PIPA | Pipecolic Acid, Serum | 32334-5 | Pipecolate:SCnc:Pt:Ser/Plas:Qn: | Gas Chromatography Mass Spectrometry (GC-MS)
PIPU | Pipecolic Acid, Random, Urine | 33659-4 | Pipecolate/Creatinine:Ratio:Pt:Urine:Qn: | Gas Chromatography Mass Spectrometry (GC-MS)
PISTA | Pistachio, IgE, Serum | 7613-3 | Pistacia vera Ab.IgE:ACnc:Pt:Ser:Qn: | Fluorescence Enzyme Immunoassay (FEIA)
PIT1 | PIT-1 Immunostain, Technical Component Only | Order only;no result |  | Immunohistochemistry (IHC)
PJUD | Parietaria judaica, IgE, Serum | 6199-4 | Parietaria judaica Ab.IgE:ACnc:Pt:Ser:Qn: | Fluorescence Enzyme Immunoassay (FEIA)
PK1 | Pyruvate Kinase Enzyme Activity, Blood | 32552-2 | Pyruvate kinase:CCnt:Pt:RBC:Qn: | Kinetic Spectrophotometry (KS)
PKC | Pyruvate Kinase Enzyme Activity, Blood | 32552-2 | Pyruvate kinase:CCnt:Pt:RBC:Qn: | Only available as part of a profile. For more information see: HAEV1 / Hemolytic Anemia Evaluation, Blood EEEV1 / Red Blood Cell (RBC) Enzyme Evaluation, Blood Kinetic Spectrophotometry (KS)
PKLRZ | PKLR Full Gene Analysis, Varies | 94212-8 | PKLR gene deletion+duplication & full mutation analysis:Find:Pt:Bld/Tiss:Doc:Molgen | Sequence Capture and Targeted Next-Generation Sequencing (NGS) followed by Polymerase Chain Reaction (PCR) and Sanger Sequencing
PKU | Phenylalanine and Tyrosine, Plasma | 101402-6 | Phenylalanine & Tyrosine panel:-:Pt:Ser/Plas:-: | Liquid Chromatography Tandem Mass Spectrometry (LC-MS/MS)
PKUBS | Phenylalanine and Tyrosine, Blood Spot | 79621-9 | Phenylalanine & Tyrosine panel:-:Pt:Bld.dot:-: | Liquid Chromatography Tandem Mass Spectrometry (LC-MS/MS)
PKUSC | Phenylalanine and Tyrosine, Self-Collect, Blood Spot | 79621-9 | Phenylalanine & Tyrosine panel:-:Pt:Bld.dot:-: | Liquid Chromatography Tandem Mass Spectrometry (LC-MS/MS)
PLA2I | Phospholipase A2 Receptor, Immunofluorescence, Serum | 82991-1 | Phospholipase A2 receptor Ab.IgG:PrThr:Pt:Ser/Plas:Ord:IF | Indirect Immunofluorescence Assay (IFA)
PLA2M | Phospholipase A2 Receptor, Monitoring, Enzyme-Linked Immunosorbent Assay, Serum | 73737-9 | Phospholipase A2 receptor Ab.IgG:ACnc:Pt:Ser:Qn:IA | Enzyme-Linked Immunosorbent Assay (ELISA)
PLABN | Platelet Antibody Screen, Serum | 95270-5 | Platelet & HLA glycoprotein antibody panel:-:Pt:Bld:-: | Solid Phase Enzyme-Linked Immunosorbent Assay (ELISA)
PLAFL | Platelet Surface Glycoprotein by Flow Cytometry, Blood | 93320-0 | Platelet glycoprotein disorder panel:-:Pt:Bld:Qn:Flow cytometry | Immunophenotyping
PLAI | Plaice, IgE, Serum | 10959-5 | Pleuronectes platessa Ab.IgE:ACnc:Pt:Ser:Qn: | Fluorescence Enzyme Immunoassay (FEIA)
PLAP | Placental Alkaline Phosphatase (PLAP) Immunostain, Technical Component Only | Order only;no result |  | Immunohistochemistry (IHC)
PLFA | Cryptococcus Antigen Screen, Lateral Flow Assay, Pleural Fluid | 29533-7 | Cryptococcus sp Ag:PrThr:Pt:XXX:Ord: | Lateral Flow Assay (LFA)
PLFAT | Cryptococcus Antigen Titer, Lateral Flow Assay, Pleural Fluid | 11473-6 | Cryptococcus sp Ag:Titr:Pt:XXX:SemiQn: | Only orderable as a reflex. For more information see PLFA / Cryptococcus Antigen Screen, Lateral Flow Assay, Pleural Fluid.
PLHBB | Plasma Free Hemoglobin, Plasma | 87433-9 | Hemoglobin.free & oxyhemoglobin panel:-:Pt:Plas:Qn: | Spectrophotometry (SP)
PLINK | Paroxysmal Nocturnal Hemoglobinuria, PI-Linked Antigen, Blood | 90735-2 | Paroxysmal nocturnal hemoglobinuria GPI-Linked WBC & RBC Ag Panel:-:Pt:Bld:-: | Immunophenotyping
PLP | Pyridoxal 5-Phosphate, Plasma | 30552-4 | Pyridoxal phosphate:MCnc:Pt:Ser/Plas:Qn: | Liquid Chromatography-Tandem Mass Spectrometry (LC-MS/MS)
PLPMA | Prolactin, Pituitary Macroadenoma, Serum | 20568-2 | Prolactin:MCnc:Pt:Ser/Plas:Qn:IA | Electrochemiluminescent Immunoassay
PLSD | Lysosomal and Peroxisomal Disorders Screen, Blood Spot | 105458-4 | Lysosomal and peroxisomal storage disorders panel:-:Pt:Bld.dot:-: | Flow Injection Analysis Tandem Mass Spectrometry (MS/MS)
PLUM | Plum, IgE, Serum | 6853-6 | Prunus domestica Ab.IgE:ACnc:Pt:Ser:Qn: | Fluorescence Enzyme Immunoassay (FEIA)
PM3CX | Lymph3Cx Assay, Primary Mediastinal Large B-cell Lymphoma and Diffuse Large B-cell Lymphoma, mRNA Gene Expression, NanoString, Tissue | 93785-4 | Large B-cell lymphoma classification panel:-:Pt:Tiss:-: | Gene Expression by Digital Counting of Fluorescent Bar-Coded Probes
PMAOG | Postmortem Aortopathy Gene Panel, Tissue | 106052-4 | Postmortem aortopathy multigene analysis:Find:Pt:Bld/Tiss:Doc:Molgen | Sequence Capture and Targeted Next-Generation Sequencing (NGS)
PMET | Metanephrines, Fractionated, Free, Plasma | 57772-6 | Metanephrine.free & Normetanephrine.free panel:SCnc:Pt:Ser/Plas:Qn: | Liquid Chromatography Tandem Mass Spectrometry (LC-MS/MS)
PMHLH | Postmortem Primary Hemophagocytic Lymphohistiocytosis (HLH) Gene Panel, Tissue | 99971-4 | Hemophagocytic lymphohistiocytosis multigene analysis:Find:Pt:Bld/Tiss:Doc:Molgen | Sequence Capture and Targeted Next-Generation Sequencing (NGS)
PMLK | Milk, Processed, IgE, Serum | 6174-7 | Milk Ab.IgE:ACnc:Pt:Ser:Qn: | Fluorescence Enzyme Immunoassay (FEIA)
PMMIL | Phosphomannomutase and Phosphomannose Isomerase, Leukocytes | 100735-0 | Mannose-6-phosphate isomerase & phosphomannomutase 1 panel:-:Pt:WBC:-: | Colorimetric
PMND1 | Primary Membranous Nephropathy Diagnostic Cascade, Serum | 73737-9 | Phospholipase A2 receptor Ab.IgG:ACnc:Pt:Ser:Qn:IA | EURO: Enzyme-Linked Immunosorbent Assay (ELISA) PLA2I, THSD7: Indirect Immunofluorescence Assay (IFA)
PMPDD | PMP22 Gene, Large Deletion/Duplication Analysis, Varies | 75384-8 | PMP22 gene deletion+duplication:Find:Pt:Bld/Tiss:Doc:MLPA | Dosage Analysis by Polymerase Chain Reaction (PCR)/Multiplex Ligation-Dependent Probe Amplification (MLPA)
PMS2 | PMS2 Immunostain, Technical Component Only | Order only;no result |  | Immunohistochemistry (IHC)
PN10X | Pain Clinic Survey 10, Chain of Custody, Random, Urine | 69739-1 | Drugs of abuse panel:-:Pt:Urine:-:Screen | Only orderable as part of a profile. For more information see PANOX / Pain Clinic Survey 10, Chain of Custody, Urine.
PN23M | Streptococcus pneumoniae IgG Antibodies, 23 Serotypes, Serum | 42366-5 | Streptococcus pneumoniae 23 serotypes Ab.IgG panel:MCnc:Pt:Ser:Qn: | Bead-Based Multiplex Immunoassay
PNAP | Pineapple, IgE, Serum | 6218-2 | Ananas comosus Ab.IgE:ACnc:Pt:Ser:Qn: | Fluorescence Enzyme Immunoassay (FEIA)
PNEFC | Neuroimmunology Antibody Follow-up, Spinal Fluid | 80615-8 | Recommended follow-up:Prid:Pt:^Patient:Nar: | AMPHC, AGN1C, ANN1C, ANN2C, ANN3C, PCTRC, PCA1C, PCA2C, DPPTC, GL1IC, GFAIC, IG5IC, ITPIC, GRFIC, NIFIC, APBIC, SP5IC, SP7IC, CRMC, NCDIC, DPPIC, PDEIC, T46IC: Indirect Immunofluorescence Assay (IFA) AMPCC, CS2CC, GABCC, LG1CC, NMDCC, DPPCC, GL1CC, GFACC, IG5CC, ITPCC, GRFCC, NFLCC, NFHCC, AINCC, APBCC, NCDCC, SP5CC, SP7CC, T46CC: Cell Binding Assay (CBA) CRMWC: Western Blot (WB) AN1BC, AN2BC, AMIBC, PC1BC, PCTBC, AGNBC: Immunoblot (IB)
PNEFS | Neuroimmunology Antibody Follow-up, Serum | 80615-8 | Recommended follow-up:Prid:Pt:^Patient:Nar: | AGN1S, AMPHS, ANN1S, ANN2S, ANN3S, CRMS, DPPIS, GL1IS, PCAB2, PCABP, PCATR, GRFIS, IG5IS, ITPIS, GFAIS, SRPIS, NIFIS, APBIS, NCDIS, SP5IS, SP7IS, PDEIS, T46IS: Indirect Immunofluorescence Assay (IFA) AMPCS, CS2CS, DPPCS, GABCS, GL1CS, LG1CS, NMDCS, GRFCS, IG5CS, ITPCS, GFACS, NFLCS, NFHCS, AINCS, APBCS, NCDCS, SP5CS, SP7CS, T46CS: Cell Binding Assay (CBA) CCPQ, GANG: Radioimmunoassay (RIA) ACMFS: Flow Cytometry (FACS) IGG_A, IGG_D, IGM_A, IGM_D, IGM_M: Enzyme-linked Immunosorbent Assay (EIA) AGNBS, AMIBS, AN1BS, AN2BS, PC1BS, PCTBS, SRPBS: Immunoblot (IB)
PNP | Platelet Neutralization Procedure, Plasma | 103620-1 | Lupus anticoagulant aPTT screening panel:-:Pt:PPP:-:Coag | Only orderable as a reflex. For more information, see: ALUPP / Lupus Anticoagulant Profile, Plasma ALBLD / Bleeding Diathesis Profile, Limited, Plasma AATHR / Thrombophilia Profile, Plasma and Whole Blood APROL / Prolonged Clot Time Profile, Plasma ADIC / Disseminated Intravascular Coagulation/Intravascular Coagulation and Fibrinolysis (DIC/ICF) Profile, Plasma Optical Clot-Based
PNPAB | Paraneoplastic Pemphigus Antibody, IgG, Serum | 93233-5 | Intercellular substance Ab.IgG:PrThr:Pt:Ser:Ord:IF | Indirect Immunofluorescence Assay (IFA)
PNRCH | Drug Immunoassay Panel, Urine | 87428-9 | Drugs of abuse screen W Reflex confirm panel:-:Pt:Urine:-: | Screened by Immunoassay and Confirmed by Gas Chromatography-Mass Spectrometry (GC-MS) or Liquid Chromatography-Tandem Mass Spectrometry (LC-MS/MS) Only orderable as part of profile. For more information see PNCSU / Pain Clinic Survey, Urine.
PNRP | Pneumocystis jiroveci, Molecular Detection, PCR, Varies | 89996-3 | Pneumocystis jiroveci DNA:PrThr:Pt:Respiratory system specimen.lower:Ord:Non-probe.amp.tar | Real-Time Polymerase Chain Reaction (PCR)
PNTFT | Phenytoin, Total and Free, Serum | 34540-5 | Phenytoin free & total panel:-:Pt:Ser/Plas:Qn: | PNYF: Membrane Separation/KIMS PNYA: Kinetic interaction of Microparticles in a Solution (KIMS)
PNTO | Streptococcus pneumoniae IgG Antibodies, Total, Serum | 43236-9 | Streptococcus pneumoniae Ab.IgG:MCnc:Pt:Ser:Qn:IA | Enzyme-Linked Immunosorbent Assay (ELISA)
PNTOR | Streptococcus pneumoniae IgG Antibodies, Total, with Reflex, Serum | 43236-9 | Streptococcus pneumoniae Ab.IgG:MCnc:Pt:Ser:Qn:IA | Enzyme-Linked Immunosorbent Assay (ELISA)
PNYA | Phenytoin, Total, Serum | 3968-5 | Phenytoin:MCnc:Pt:Ser/Plas:Qn: | Kinetic Interaction of Microparticles in a Solution (KIMS)
PNYF | Phenytoin, Free, Serum | 3969-3 | Phenytoin.free:MCnc:Pt:Ser/Plas:Qn: | Membrane Separation/Kinetic Interaction Microparticles in Solution (KIMS)
PNYG | Phenytoin, Total and Phenobarbital Group, Serum | 104596-2 | Phenytoin & Phenobarbital panel:-:Pt:Ser:-: | Kinetic Interaction of Microparticles in a Solution (KIMS)
PNZN | Perphenazine, (Trilafon), Serum | 3927-1 | Perphenazine:MCnc:Pt:Ser/Plas:Qn: | Liquid Chromatography/Tandem Mass Spectrometry (LC/MS/MS)
POFF | Parietaria officinalis, IgE, Serum | 6200-0 | Parietaria officinalis Ab.IgE:ACnc:Pt:Ser:Qn: | Fluorescence Enzyme Immunoassay (FEIA)
POLET | POLE Mutation Analysis, Next-Generation Sequencing, Tumor | 105597-9 | POLE targeted gene mutation analysis:Find:Pt:Tiss:Doc:Molgen | Sequence Capture Next-Generation Sequencing (NGS)
POPSD | Poppy Seed, IgE, Serum | 7623-2 | Papaver somniferum Ab.IgE:ACnc:Pt:Ser:Qn: | Fluorescence Enzyme Immunoassay (FEIA)
PORK | Pork, IgE, Serum | 6219-0 | Pork Ab.IgE:ACnc:Pt:Ser:Qn: | Fluorescence Enzyme Immunoassay (FEIA)
POSA | Posaconazole, Serum | 53731-6 | Posaconazole:MCnc:Pt:Ser/Plas:Qn: | Liquid Chromatography-Tandem Mass Spectrometry (LC-MS/MS)
POSV | Post Vasectomy Check, Semen | 50677-4 | Semen analysis post vasectomy panel:-:Pt:Semen:-: | Manual
POTA | White Potato, IgE, Serum | 6220-8 | Solanum tuberosum Ab.IgE:ACnc:Pt:Ser:Qn: | Fluorescence Enzyme Immunoassay (FEIA)
POU | Phosphorus, 24 Hour, Urine | 2779-7 | Phosphate:MRat:24H:Urine:Qn: | Molybdic Acid
POU_F | Phosphorus, Feces | 88713-3 | Phosphate:MCnc:Pt:Stool:Qn: | Photometric, Ammonium Molybdate
POWV | Powassan Virus, IgM, Enzyme-Linked Immunosorbent Assay, Serum | 29855-4 | Powassan virus Ab.IgM:PrThr:Pt:Ser:Ord: | Enzyme-Linked Immunosorbent Assay (ELISA)
POWVB | Powassan Virus, RNA, Molecular Detection, PCR, Blood | 34456-4 | Powassan virus RNA:PrThr:Pt:Bld:Ord:Probe.amp.tar | Real-Time Polymerase Chain Reaction (PCR)
POWVC | Powassan Virus, RNA, Molecular Detection, PCR, Spinal Fluid | 34457-2 | Powassan virus RNA:PrThr:Pt:CSF:Ord:Probe.amp.tar | Real-Time Polymerase Chain Reaction (PCR)
POWVS | Powassan Virus, RNA, Molecular Detection, PCR, Serum | 55144-0 | Powassan virus RNA:PrThr:Pt:XXX:Ord:Probe.amp.tar | Real-Time Polymerase Chain Reaction (PCR)
POWVU | Powassan Virus, RNA, Molecular Detection, PCR, Random, Urine | 55144-0 | Powassan virus RNA:PrThr:Pt:XXX:Ord:Probe.amp.tar | Real-Time Polymerase Chain Reaction (PCR)
POX | Fatty Acid Profile, Peroxisomal (C22-C26), Serum | 43677-4 | Fatty acid panel.very long chain C22-C26:-:Pt:Ser/Plas:Qn: | Gas Chromatography Mass Spectrometry (GC-MS)
POXA1 | Oxalate, Plasma | 15085-4 | Oxalate:SCnc:Pt:Ser/Plas:Qn: | Enzymatic
POXP | Fatty Acid Profile, Peroxisomal (C22-C26), Plasma | 43677-4 | Fatty acid panel.very long chain C22-C26:-:Pt:Ser/Plas:Qn: | Gas Chromatography Mass Spectrometry (GC-MS)
PPFE | Protoporphyrins, Fractionation, Whole Blood | 94490-0 | Protoporphyrin fractions panel:-:Pt:RBC:Qn: | High-Performance Liquid Chromatography (HPLC) with Fluorescence Detection
PPFWE | Protoporphyrins, Fractionation, Washed Erythrocytes | 94490-0 | Protoporphyrin fractions panel:-:Pt:RBC:Qn: | High-Performance Liquid Chromatography (HPLC) with Fluorescence Detection
PQNRU | Porphyrins, Quantitative, Random, Urine | 93707-8 | Porphyrin fractions panel:-:Pt:Urine:-: | High-Performance Liquid Chromatography (HPLC) with Fluorometric Detection/Liquid Chromatography Tandem Mass Spectrometry (LC-MS/MS)
PQNU | Porphyrins, Quantitative, 24 Hour, Urine | 43116-3 | Porphyrin fractions panel:-:24H:Urine:-: | High-Performance Liquid Chromatography (HPLC) with Fluorometric Detection/Liquid Chromatography Tandem Mass Spectrometry (LC-MS/MS)
PR3 | Proteinase 3 Antibodies, IgG, Serum | 74106-6 | Proteinase 3 Ab.IgG:ACnc:Pt:Ser/Plas:Qn:IA | Multiplex Flow Immunoassay
PRA | Renin Activity, Plasma | 2915-7 | Renin:CCnc:Pt:Plas:Qn: | Liquid Chromatography Tandem Mass Spectrometry (LC-MS/MS) Portions of this test are covered by patents held by Quest Diagnostics
PRCAL | Procalcitonin, Serum | 33959-8 | Procalcitonin:MCnc:Pt:Ser/Plas:Qn: | Electrochemiluminescence
PRCON | Protein, Total, Random, Urine | 2888-6 | Protein:MCnc:Pt:Urine:Qn: | Only orderable as part of a profile. For more information see: ORTHP / Orthostatic Proteinuria, Random, Urine Turbidimetry
PREGN | Pregnenolone, Serum | 2837-3 | Pregnenolone:MCnc:Pt:Ser/Plas:Qn: | Liquid Chromatography Tandem Mass Spectrometry (LC-MS/MS)
PRKAF | Fibrolamellar Carcinoma, 19p13.1 (PRKACA) Rearrangement, FISH, Tissue | 104670-5 | PRKACA 19p13.1 gene rearrangement:Find:Pt:Tiss:Doc:FISH | Fluorescence In Situ Hybridization (FISH)
PRKSG | PRKAR1A Full Gene Sequencing with Deletion/Duplication, Varies | 94214-4 | PRKAR1A gene deletion+duplication & full mutation analysis:Find:Pt:Bld/Tiss:Doc:Molgen | Sequence Capture and Targeted Next-Generation Sequencing followed by Polymerase Chain Reaction (PCR) and Sanger Sequencing
PRL | Prolactin, Serum | 20568-2 | Prolactin:MCnc:Pt:Ser/Plas:Qn:IA | Electrochemiluminescence Immunoassay
PRLI | Prolactin (PRL) Immunostain, Technical Component Only | Order only;no result |  | Immunohistochemistry (IHC)
PRMB | Primidone and Phenobarbital, Serum | 10547-8 | Primidone+PHENobarbital:MCnc:Pt:Ser/Plas:Qn: | PRIMD: Immunoassay PBR: Kinetic Interaction of Microparticles in a Solution (KIMS)
PROG | Progesterone Receptor (PR) Immunostain, Technical Component Only | Order only;no result |  | Immunohistochemistry (IHC)
PROLX | Fluphenazine (Prolixin), Serum | 3650-9 | fluPHENAZine:MCnc:Pt:Ser/Plas:Qn: | Liquid Chromatography/Tandem Mass Spectrometry (LC/MS/MS)
PROTR | Protriptyline (Vivactyl) | 3999-0 | Protriptyline:MCnc:Pt:Ser/Plas:Qn: | Liquid Chromatography/Tandem Mass Spectrometry (LC/MS/MS)
PRS8P | Hereditary Prostate Cancer Panel, Varies | 100213-8 | Prostate cancer multigene analysis:Find:Pt:Bld/Tiss:Doc:Molgen | Sequence Capture and Next-Generation Sequencing (NGS), Polymerase Chain Reaction (PCR), Sanger Sequencing and/or Multiplex Ligation-Dependent Probe Amplification (MLPA)
PRSSZ | PRSS1 Gene, Full Gene Analysis, Varies | 94215-1 | PRSS1 gene full mutation analysis:Find:Pt:Bld/Tiss:Doc:Sequencing | Polymerase Chain Reaction (PCR) Amplification followed by DNA sequencing
PSA | Prostate-Specific Antigen (PSA) Diagnostic, Serum | 83112-3 | Prostate specific Ag:MCnc:Pt:Ser/Plas:Qn:IA | Electrochemiluminescent Immunoassay (ECLIA)
PSAFT | Prostate-Specific Antigen (PSA), Total and Free, Serum | 53764-7 | Prostate specific Ag panel:-:Pt:Ser/Plas:-: | Electrochemiluminescent Immunoassay (ECLIA)
PSAIM | Prostate Specific Antigen (PSA) Immunostain, Technical Component Only | Order only;no result |  | Immunohistochemistry (IHC)
PSAU | Prostate-Specific Antigen (PSA) Ultrasensitive, Serum | 35741-8 | Prostate specific Ag:MCnc:Pt:Ser/Plas:Qn:Detection limit | Electrochemiluminescent Immunoassay (ECLIA)
PSF | Protein S Antigen, Free, Plasma | 27821-8 | Protein S.free Ag actual/Normal:RelMCnc:Pt:PPP:Qn:IA | Only orderable as part of a profile, see PSTF / Protein S Antigen, Plasma. Latex Immunoassay
PSGN | Plasminogen Activity, Plasma | 28660-9 | Plasminogen actual/Normal:RelCCnc:Pt:PPP:Qn:Chromo | Chromogenic
PSHIV | HIV-1 RNA Patient Source, Plasma | 70241-5 | HIV 1 RNA:NCnc:Pt:Plas:Qn:Probe.amp.tar detection limit = 20 copies/mL | Real-Time Reverse Transcription-Polymerase Chain Reaction (RT-PCR)
PSLY | Parsley, IgE, Serum | 6203-4 | Petroselinum crispum Ab.IgE:ACnc:Pt:Ser:Qn: | Fluorescence Enzyme Immunoassay (FEIA)
PSPTG | Phosphatidylserine/Prothrombin Antibody, IgG, Serum | 85359-8 | Phosphatidylserine-prothrombin complex Ab.IgG:ACnc:Pt:Ser/Plas:Qn:IA | Enzyme-Linked Immunosorbent Assay (ELISA)
PSRCH | Short Renal Clearance, Iohexol, Preparation | Bill only; no result
PST | Protein S Antigen, Total, Plasma | 27823-4 | Protein S Ag actual/Normal:RelMCnc:Pt:PPP:Qn:IA | Only orderable as part of a profile. For more information see PSTF / Protein S Antigen, Plasma. Latex Immunoassay
PSTF | Protein S Antigen, Plasma | 87557-5 | Protein S Ag & protein S Ag.free panel:RelMCnc:Pt:PPP:Qn:IA | PSF, PST: Latex Immunoassay (LIA)
PSY | Psychosine, Blood Spot | 93688-0 | Psychosine:SCnc:Pt:Bld.dot:Qn: | Liquid Chromatography Tandem Mass Spectrometry (LC-MS/MS)
PSYCF | Psychosine, Spinal Fluid | 93686-4 | Psychosine:SCnc:Pt:CSF:Qn: | Liquid Chromatography Tandem Mass Spectrometry (LC-MS/MS)
PSYQP | Psychotropic Pharmacogenomics Gene Panel, Varies | 94753-1 | Psychotropic medication pharmacogenomic analysis:Find:Pt:Bld/Tiss:Doc:Molgen | Real-Time Polymerase Chain Reaction (RT-PCR) with Allelic Discrimination Analysis/Qualitative Allele-Specific RT-PCR/PCR followed by Sizing Analysis
PSYR | Psychosine, Whole Blood | 93687-2 | Psychosine:SCnt:Pt:RBC:Qn: | Liquid Chromatography Tandem Mass Spectrometry (LC-MS/MS)
PT217 | Phospho-Tau 217, Plasma | 104663-0 | Tau protein.phosphorylated 217:MCnc:Pt:Ser/Plas:Qn:IA | Chemiluminescent Enzyme Immunoassay
PTEM | Platelet Transmission Electron Microscopic Study, Whole Blood | 79768-8 | Platelet dense bodies:PrThr:Pt:Bld:Ord:Microscopy.electron | Transmission Electron Microscopy
PTFIB | PT-Fibrinogen, Plasma | 3255-7 | Fibrinogen:MCnc:Pt:PPP:Qn:Coag | Only orderable as part of a coagulation reflex. For more information see: ALUPP / Lupus Anticoagulant Profile, Plasma ALBLD / Bleeding Diathesis Profile, Limited, Plasma AATHR / Thrombophilia Profile, Plasma and Whole Blood APROL / Prolonged Clot Time Profile, Plasma ADIC / Disseminated Intravascular Coagulation/Intravascular Coagulation and Fibrinolysis (DIC/ICF) Profile, Plasma Optical Clot-Based
PTH | Parathyroid Hormone (PTH) Immunostain, Technical Component Only | Order only;no result |  | Immunohistochemistry (IHC)
PTH2 | Parathyroid Hormone, Serum | 2731-8 | Parathyrin.intact:MCnc:Pt:Ser/Plas:Qn: | Electrochemiluminescence
PTHFN | Parathyroid Hormone, Fine-Needle Aspiration Biopsy (FNAB)-Needle Wash | 88106-0 | Parathyrin.intact:MCnc:Pt:Tiss.FNA:Qn: | Electrochemiluminescence Immunoassay
PTHRP | Parathyroid Hormone-Related Peptide, Plasma | 15087-0 | Parathyrin related protein:SCnc:Pt:Ser/Plas:Qn: | Immunochemiluminometric Assay (ICMA)
PTMSC | Prothrombin Time Mix 1:1, Plasma | 5959-2 | Coagulation tissue factor induced.factor substitution^immediately after addition of normal plasma:Time:Pt:PPP:Qn:Coag | Only orderable as a reflex. For more information see: ALUPP / Lupus Anticoagulant Profile, Plasma ALBLD / Bleeding Diathesis Profile, Limited, Plasma AATHR / Thrombophilia Profile, Plasma APROL / Prolonged Clot Time Profile, Plasma ADIC / Disseminated Intravascular Coagulation/Intravascular Coagulation and Fibrinolysis (DIC/ICF) Profile, Plasma
PTNT | Prothrombin G20210A Mutation, Blood | 24475-6 | F2 gene.c.20210G>A:Geno:Pt:Bld/Tiss:Nom:Molgen | Direct Variant Analysis
PTNZ | PTEN Hamartoma Tumor Syndrome, PTEN Full Gene Analysis, Varies | 94223-5 | PTEN gene deletion+duplication & full mutation analysis:Find:Pt:Bld/Tiss:Doc:Molgen | Sequence Capture and Targeted Next-Generation Sequencing (NGS) followed by Polymerase Chain Reaction (PCR) and Sanger Sequencing.
PTOX | Toxoplasma gondii, Molecular Detection, PCR, Varies | 29904-0 | Toxoplasma gondii DNA:PrThr:Pt:XXX:Ord:Probe.amp.tar | Polymerase Chain Reaction (PCR)/DNA Probe Hybridization
PTP | Porphyrins, Total, Plasma | 2815-9 | Porphyrins:MCnc:Pt:Ser/Plas:Qn: | PTP: Extraction and Scanning Spectrofluorometry PFP: High-Performance Liquid Chromatography (HPLC)
PTRE | Privet Tree, IgE, Serum | 7632-3 | Ligustrum vulgare Ab.IgE:ACnc:Pt:Ser:Qn: | Fluorescence Enzyme Immunoassay (FEIA)
PTSC | Prothrombin Time (PT), Plasma | 34528-0 | PT panel:-:Pt:PPP:Qn:Coag | Only orderable as part of a profile or reflex. For more information see: ALUPP / Lupus Anticoagulant Profile, Plasma ALBLD / Bleeding Diathesis Profile, Limited, Plasma AATHR / Thrombophilia Profile, Plasma and Whole Blood APROL / Prolonged Clot Time Profile, Plasma ADIC / Disseminated Intravascular Coagulation/Intravascular Coagulation and Fibrinolysis (DIC/ICF) Profile, Plasma Optical Clot-Based
PTTP | Prothrombin Time, Plasma | 34528-0 | PT panel:-:Pt:PPP:Qn:Coag | Coagulometric (Turbidimetric)
PTU | Protein, Total, 24 Hour, Urine | 2889-4 | Protein:MRat:24H:Urine:Qn: | Turbidimetry
PU1 | PU.1 Immunostain, Technical Component Only | Order only;no result |  | Immunohistochemistry (IHC)
PUPYP | Purines and Pyrimidines Panel, Plasma | 79665-6 | Purine & Pyrimidine panel:-:Pt:Ser/Plas:-: | Liquid Chromatography Tandem Mass Spectrometry (LC-MS/MS)
PUPYU | Purines and Pyrimidines Panel, Random, Urine | 79673-0 | Purine & Pyrimidine panel:-:Pt:Urine:-: | Liquid Chromatography Tandem Mass Spectrometry (LC-MS/MS)
PUSE | Pumpkin Seed, IgE, Serum | 11193-0 | Cucurbita pepo seed Ab.IgE:ACnc:Pt:Ser:Qn: | Fluorescence Enzyme Immunoassay (FEIA)
PVLE | Paraneoplastic Vision Loss Evaluation, Serum | 104992-3 | Paraneoplastic vision loss evaluation panel:-:Pt:Ser:-: | PVLEI: Medical Interpretation CRMTS, CRMS: Indirect Immunofluorescence Assay (IFA) CRMWS: Western Blot (WB) RCVBS: Immunoblot (IB)
PWAS | Prader-Willi/Angelman Syndrome, Molecular Analysis, Varies | 35466-2 | AS+PWS gene targeted mutation analysis:Find:Pt:Bld/Tiss:Doc:Molgen | Multiple Ligation-Dependent Probe Amplification (MLPA)
PYR | Pyruvic Acid, Blood | 14121-8 | Pyruvate:SCnc:Pt:Bld:Qn: | Spectrophotometry (SP)
PYRC | Pyruvate, Spinal Fluid | 14122-6 | Pyruvate:SCnc:Pt:CSF:Qn: | Spectrophotometry (SP)
QFEVR | Q Fever Antibody Screen with Titer Reflex, Serum | 23019-3 | Coxiella burnetii Ab:PrThr:Pt:Ser:Ord:IA | Enzyme-Linked Immunosorbent Assay (ELISA)
QFP | Q Fever IgM and IgG, Titer, Serum | 77175-8 | Coxiella burnetii phase 1 & 2 Ab.IgG & IgM panel:-:Pt:Ser:Qn: | Indirect Immunofluorescence
QFT4 | QuantiFERON-TB Gold Plus, Blood | 71775-1 | Mycobacterium tuberculosis stimulated gamma interferon panel:-:Pt:Bld:-: | Chemiluminescence Immunoassay (CLIA)/Enzyme-Linked Immunosorbent Assay (ELISA) as appropriate
QMPSS | Monoclonal Protein Study, Quantitative, Serum | 104266-2 | Immunoglobulins and heavy-light chain panel:-:Pt:Ser/Plas:-: | QMPTS: Matrix-Assisted Laser Desorption/Ionization Time-of-Flight Mass Spectrometry (MALDI-TOF MS) IGG, IGA, IGM: Nephelometry TMAB1: Patient Information
QMPTS | Monoclonal Protein Isotype, Quantitative, Serum | 74773-3 | Immunoglobulin light chains & heavy chains panel:-:Pt:Ser/Plas:-: | Only orderable as part of a profile. For more information see QMPSS / Monoclonal Protein Study, Quantitative, Serum. Matrix-Assisted Laser Desorption/Ionization Time-of-Flight Mass Spectrometry (MALDI-TOF)
QNADL | Adalimumab Quantitative, Serum | 86894-3 | Adalimumab:MCnc:Pt:Ser/Plas:Qn:IA | Only orderable as part of a profile. For more information see ADALP / Adalimumab Quantitative with Antibody, Serum. Enzyme-Linked Immunosorbent Assay (ELISA)
QNKS | Natural Killer (NK)/Natural Killer T-Cell Subsets, Quantitative, Blood | 98073-0 | Natural killer & natural killer T cell subsets panel:-:Pt:Bld:-: | Flow Cytometry
QPALM | Queen Palm, IgE, Serum | 6222-4 | Syagrus romanzoffianum Ab.IgE:ACnc:Pt:Ser:Qn: | Fluorescence Enzyme Immunoassay (FEIA)
QUAD1 | Quad Screen (Second Trimester) Maternal, Serum | 48800-7 | Second trimester quad maternal screen panel:-:Pt:Ser/Plas:-: | Immunoenzymatic Assay
QUIN | Quinidine, Serum | 6694-4 | quiNIDine:MCnc:Pt:Ser/Plas:Qn: | Kinetic Interaction of Microparticles in Solution (KIMS)
RA1U | Alpha-1-Microglobulin, Random, Urine | 48415-4 | Alpha-1-Microglobulin/Creatinine:MRto:Pt:Urine:Qn: | AIMR: Immunonephelometry CRETR: Enzymatic Colorimetric Assay
RABMP | Inherited Rhabdomyolysis and Metabolic Myopathy Panel, Varies | 102118-7 | Rhabdomyolysis & Metabolic myopathy multigene panel:-:Pt:Bld/Tiss:-:Molgen | Sequence Capture and Targeted Next-Generation Sequencing followed by Polymerase Chain Reaction (PCR) and Sanger Sequencing
RALB | Albumin, Random, Urine | 9318-7 | Albumin/Creatinine:MRto:Pt:Urine:Qn: | Immunoturbidity/Enzymatic Colorimetric Assay
RALB1 | Albumin, Random, Urine | 9318-7 | Albumin/Creatinine:MRto:Pt:Urine:Qn: | Only orderable as part of a profile. For more information see: -ALBR / Albumin, Random, Urine -RALB / Albumin, Random, Urine. Immunoturbidity
RAMB | Rabbit Meat, IgE, Serum | 7642-2 | Rabbit meat Ab.IgE:ACnc:Pt:Ser:Qn: | Fluorescence Enzyme Immunoassay (FEIA)
RAMBO | Ammonium, Random, Urine | 1842-4 | Ammonia:SCnc:Pt:Urine:Qn: | Enzymatic
RAMIK | Amikacin, Random, Serum | 35669-1 | Amikacin:MCnc:Pt:Ser/Plas:Qn: | Kinetic Interaction of Microparticles in Solution (KIMS)
RAPAN | Rheumatoid Arthritis Panel, Serum | 46437-0 | Rheumatoid factor & Cyclic citrullinated peptide Ab.IgG panel:ACnc:Pt:Ser:Qn: | CCP: Enzyme-Linked Immunosorbent Assay (ELISA) RHUT: Turbidimetry
RASE | Rape Seed, IgE, Serum | 11195-5 | Brassica rapa Ab.IgE:ACnc:Pt:Ser:Qn: | Fluorescence Enzyme Immunoassay (FEIA)
RASP | Raspberry, IgE, Serum | 7656-2 | Rubus idaeus Ab.IgE:ACnc:Pt:Ser:Qn: | Fluorescence Enzyme Immunoassay (FEIA)
RAT | Rat Epithelium, IgE, Serum | 6224-0 | Rat epithelium Ab.IgE:ACnc:Pt:Ser:Qn: | Fluorescence Enzyme Immunoassay (FEIA)
RAT10 | Citrate/Creatinine Ratio, Urine | 13722-4 | Citrate/Creatinine:MRto:Pt:Urine:Qn: | Only orderable as part of a profile. For more information see CITRA / Citrate Excretion, Random, Urine. Calculation
RAT11 | Oxalate/Creatinine Ratio, Urine | 13483-3 | Oxalate/Creatinine:MRto:Pt:Urine:Qn: | Only orderable as part of a profile. For more information see ROXUR / Oxalate, Random, Urine. Calculation
RATO2 | Protein/Creatinine, Random, Urine | 2890-2 | Protein/Creatinine:MRto:Pt:Urine:Qn: | Only orderable as part of a profile. For more information see ORTHP / Orthostatic Proteinuria, Random, Urine. Calculation
RAVMP | Ravulizumab Monitoring Panel, Serum | 101923-1 | Ravulizumab Monitoring Panel:-:Pt:Ser/Plas:-: | RAVUM: Enzyme-Linked Immunosorbent Assay (ELISA) RAVU: Liquid Chromatography Tandem Mass Spectrometry, High Resolution Accurate Mass (LC-MS/MS HRAM)
RAVU | Ravulizumab, Serum | 97184-6 | Ravulizumab:MCnc:Pt:Ser:Qn: | Liquid Chromatography Tandem Mass Spectrometry, High Resolution Accurate Mass (LC-MS/MS HRAM)
RB1 | Retinoblastoma Protein (Rb) Immunostain, Tech Only | Order only;no result |  | Immunohistochemistry (IHC)
RB24 | Retinol-Binding Protein, 24 Hour, Urine | 96399-1 | Retinol binding protein panel:-:24H:Urine:Qn: | RBP1: Calculation RBPCN: Immunonephelometry CRT24: Enzymatic Colorimetric Assay
RBART | Bartter Syndrome Gene Panel, Varies | 51966-0 | Genetic disease DNA analysis panel:-:Pt:Bld/Tiss:-:Molgen | Sequence Capture and Amplicon-Based Next-Generation Sequencing (NGS)
RBCME | Red Blood Cell Membrane Evaluation, Blood | 98905-3 | Red blood cell membrane evaluation panel:-:Pt:RBC:-: | HSEV: Medical Interpretation FRAGO: Osmotic Lysis BND3: Flow Cytometry SMPB: Consultant Review
RBCS | Relative B-Cell Subset Analysis Percentage, Blood | 90416-9 | Lymphocyte subset & B-cell phenotyping panel:-:Pt:Bld:-: | Flow Cytometry
RBPG | Rubella Antibodies, IgG, Serum | 5334-8 | Rubella virus Ab.IgG:ACnc:Pt:Ser/Plas:Qn:IA | Multiplex Flow Immunoassay (MFI)
RBR | Retinol-Binding Protein, Random, Urine | 96401-5 | Retinol binding protein panel:-:Pt:Urine:Qn: | CRETR: Enzymatic Colorimetric Assay RBPR: Immunonephelometry
RCHLU | Chloride, Random, Urine | 2078-4 | Chloride:SCnc:Pt:Urine:Qn: | Potentiometric, Indirect Ion-Selective Electrode (ISE)
RCTUR | Creatinine, Random, Urine | 2161-8 | Creatinine:MCnc:Pt:Urine:Qn: | Enzymatic Colorimetric Assay
RCVBS | Recoverin-IgG Antibody, Immunoblot, Serum | 83003-4 | Recoverin Ab.IgG:PrThr:Pt:Ser/Plas:Ord:Line blot | Immunoblot (IB)
REDT | Red Top, IgE, Serum | 6228-1 | Agrostis stolonifera Ab.IgE:ACnc:Pt:Ser:Qn: | Fluorescence Enzyme Immunoassay (FEIA)
REED | Common Reed, IgE, Serum | 6855-1 | Phragmites communis Ab.IgE:ACnc:Pt:Ser:Qn: | Fluorescence Enzyme Immunoassay (FEIA)
REPII | Rabbit Epithelium, IgE, Serum | 6223-2 | Rabbit epithelium Ab.IgE:ACnc:Pt:Ser:Qn: | Fluorescence Enzyme Immunoassay (FEIA)
RETB | Reticulocyte Profile, Blood | 50262-5 | Reticulocytes panel:-:Pt:Bld:Qn: | Flow Cytometry
RETF | Lung Cancer, RET (10q11) Rearrangement, FISH, Tissue | 90927-5 | RET gene rearrangements:Find:Pt:Bld/Tiss:Doc:FISH | Fluorescence In Situ Hybridization (FISH)
RETZZ | Multiple Endocrine Neoplasia Type 2 Syndrome, RET, Full Gene Analysis, Varies | 101386-1 | RET gene deletion+duplication & full mutation analysis:Find:Pt:Bld/Tiss:Doc:Molgen | Sequence Capture and Targeted Next-Generation Sequencing (NGS) followed by Polymerase Chain Reaction (PCR) and Sanger Sequencing.
REVE0 | Erythrocytosis Summary Interpretation | 59465-5 | Pathologist review:Imp:Pt:XXX:Nar: | Only orderable as a reflex. For more information see REVE2 / Erythrocytosis Evaluation, Blood. Medical Interpretation
REVE2 | Erythrocytosis Evaluation, Blood | 43113-0 | Hemoglobin panel:-:Pt:Bld:Qn:Electrophoresis | REVEI, REVE0: Medical Interpretation HGBCE: Capillary Electrophoresis HPLC: Cation Exchange/High Performance Liquid Chromatography (HPLC) MASS: Mass Spectrometry (MS) SDEX: Hemoglobin S Solubility HEMP: Polymerase Chain Reaction (PCR) Amplification/Sanger Sequence Analysis IEF: Isoelectric Focusing HPFH: Flow Cytometry UNHB: Isopropanol and Heat Stability ATHAL, WBDDR: Polymerase Chain Reaction (PCR)/Multiplex Ligation-Dependent Probe Amplification (MLPA) WASQR, WBSQR, WGSQR, BPGMM: Polymerase Chain Reaction (PCR)/Sanger Sequencing VHLE: Polymerase Chain Reaction (PCR) followed by DNA Sequence Analysis
REVEI | Erythrocytosis Interpretation | 59466-3 | Hematologist review:Imp:Pt:XXX:Nar: | Only orderable as part of a profile. For more information see REVE2 / Erythrocytosis Evaluation, Blood. Medical Interpretation
RFAMA | Renal Function Panel, Serum | 24362-6 | Renal function 2000 panel:-:Pt:Ser/Plas:Qn: | KS, NAS, CL: Potentiometric, Indirect Ion-Selective Electrode HCO3: Photometric, Enzymatic AGAP: Calculated result BUN: Photometric, Urease CRTS1: Enzymatic Colorimetric Assay CA: Photometric GLURA: Photometric/Hexokinase ALB: Photometric, Bromcresol Green PHOS: Photometric, Ammonium Molybdate
RFCWT | Renal Pathology Tissue Consultation, Wet Tissue | 65757-7 | Pathology biopsy report:Find:Pt:Kidney:Nar: | Pathology Consultation
RFPN | Rheumatoid Factor Panel, Serum | 106053-2 | Rheumatoid Factor IgM and IgA antibody panel:-:Pt:Ser/Plas:-: | Chemiluminescent Immunoassay
RFSGS | Focal Segmental Glomerulosclerosis (FSGS) and Nephrotic Syndrome Gene Panel, Varies | 51966-0 | Genetic disease DNA analysis panel:-:Pt:Bld/Tiss:-:Molgen | Sequence Capture and Amplicon-Based Next-Generation Sequencing (NGS)
RHNI | Rhizopus nigricans, IgE, Serum | 6229-9 | Rhizopus nigricans Ab.IgE:ACnc:Pt:Ser:Qn: | Fluorescence Enzyme Immunoassay (FEIA)
RHUT | Rheumatoid Factor, Serum | 11572-5 | Rheumatoid factor:ACnc:Pt:Ser/Plas:Qn: | Turbidimetry
RIB | Ribosome P Antibodies, IgG, Serum | 53892-6 | Ribosomal P Ab.IgG:ACnc:Pt:Ser:Qn: | Multiplex Flow Immunoassay
RICE | Rice, IgE, Serum | 6230-7 | Oryza sativa Ab.IgE:ACnc:Pt:Ser:Qn: | Fluorescence Enzyme Immunoassay (FEIA)
RISA | Risankizumab, Serum | 105041-8 | Risankizumab:MCnc:Pt:Ser/Plas:Qn: | Liquid Chromatography Mass Spectrometry (LC-MS)
RISAP | Risankizumab Quantitation with Antibodies, Serum | 105194-5 | Risankizumab Ab panel:-:Pt:-:-: | RISA: Liquid Chromatography Mass Spectrometry (LC-MS) RISAB: Electrochemiluminescent-Bridging Immunoassay (ECLIA)
RIT | Methylphenidate, Serum | 3807-5 | Methylphenidate:MCnc:Pt:Ser/Plas:Qn: | Liquid Chromatography/Tandem Mass Spectrometry (LC/MS/MS)
RIVAR | Rivaroxaban, Anti-Xa, Plasma | 74871-5 | Rivaroxaban:MCnc:Pt:PPP:Qn:Chromo | Chromogenic Assay
RKUR | Potassium, Random, Urine | 2828-2 | Potassium:SCnc:Pt:Urine:Qn: | Potentiometric, Indirect Ion-Selective Electrode (ISE)
RLTE4 | Leukotriene E4, Random, Urine | 33343-5 | Leukotriene E4/Creatinine:MRto:Pt:Urine:Qn: | LTE4R: Liquid Chromatography Tandem Mass Spectrometry (LC-MS/MS) CRTFR: Enzymatic Colorimetric Assay
RMPQU | Monoclonal Protein Quantitation, Random, Urine | 101668-2 | Protein electrophoresis & monoclonal protein isotype panel:-:Pt:Urine:-: | RPTU2: Turbidimetry/Enzymatic Colorimetric Assay RPEU: Agarose Gel Electrophoresis MPTRU: Matrix-Assisted Laser Desorption/Ionization-Time of Flight Mass Spectrometry (MALDI-TOF MS)
RMPU | Monoclonal Protein Studies, Random, Urine | 101909-0 | Protein monoclonal panel:-:Pt:Urine:-: | MPTRU: Matrix-Assisted Laser Desorption/Ionization-Time of Flight Mass Spectrometry (MALDI-TOF MS) RPEU: Agarose Gel Electrophoresis RPTU2: Turbidimetry/Enzymatic Colorimetric Assay
RNAP | RNA Polymerase III Antibodies, IgG, Serum | 79182-2 | RNA polymerase III Ab.IgG:ACnc:Pt:Ser/Plas:Qn:EIA | Enzyme-Linked Immunosorbent Assay (ELISA)
RNAUR | Sodium, Random, Urine | 2955-3 | Sodium:SCnc:Pt:Urine:Qn: | Potentiometric, Indirect Ion-Selective Electrode (ISE)
RNP | RNP Antibodies, IgG, Serum | 29958-6 | Ribonucleoprotein extractable nuclear Ab.IgG:ACnc:Pt:Ser:Qn:IA | Multiplex Flow Immunoassay
RO52 | Ro52 Antibody, IgG, Serum | 53017-0 | Sjogrens syndrome-A extractable nuclear 52kD Ab:ACnc:Pt:Ser:Qn: | Chemiluminescent Immunoassay
RO60 | Ro60 Antibody, IgG, Serum | 53019-6 | Sjogrens syndrome-A extractable nuclear 60kD Ab:ACnc:Pt:Ser:Qn: | Chemiluminescent Immunoassay
ROC | Rubeola (Measles) Antibodies, IgG and IgM, Spinal Fluid | 90254-4 | Measles virus Ab.IgG & IgM panel:Titr:Pt:CSF:SemiQn: | Immunofluorescence Assay (IFA)
ROGM | Measles (Rubeola) Virus Antibody, IgM and IgG, Serum | 90253-6 | Measles virus Ab.IgG & IgM panel:-:Pt:Ser:-: | ROM: Immunofluorescence Assay (IFA) ROPG: Multiplex Flow Immunoassay (MFI)
ROM | Measles (Rubeola) Antibodies, IgM, Serum | 35276-5 | Measles virus Ab.IgM:PrThr:Pt:Ser:Ord:IA | Immunofluorescence Assay (IFA)
ROMA | ROMA Score (Ovarian Malignancy Risk Algorithm), Serum | 104551-7 | Ovarian malignancy (ROMA) panel:-:Pt:Ser/Plas:-: | Electrochemiluminescence Immunoassay
ROMA1 | Risk Score, if Premenopausal, Serum | 69569-2 | Risk of ovarian malignancy algorithm score^premenopausal:Score:Pt:Ser/Plas:Qn: | Only orderable as part of a profile. For more information see ROMA / Ovarian Malignancy Risk Algorithm.
ROMA2 | Risk Score, if Postmenopausal, Serum | 69570-0 | Risk of ovarian malignancy algorithm score^postmenopausal:Score:Pt:Ser/Plas:Qn: | Only orderable as part of a profile. For more information see ROMA / Ovarian Malignancy Risk Algorithm.
ROPAN | Ro52 and Ro60 Antibodies, IgG, Serum | 33610-7 | Sjogrens syndrome-A extractable nuclear Ab.IgG:ACnc:Pt:Ser:Qn: | Chemiluminescent Immunoassay
ROPG | Measles (Rubeola) Antibodies, IgG, Serum | 77310-1 | Measles virus Ab.IgG associated observations panel:-:Pt:Ser:-: | Multiplex Flow Immunoassay (MFI)
ROS1F | Lung Cancer, ROS1 (6q22) Rearrangement, FISH, Tissue | 81747-8 | Chromosome region 6q22 rearrangements:Find:Pt:Tiss:Doc:FISH | Fluorescence In Situ Hybridization (FISH)
ROTA | Rotavirus Antigen, Feces | 5880-0 | Rotavirus Ag:PrThr:Pt:Stool:Ord:IA | Enzyme Immunoassay (EIA)
ROXUR | Oxalate, Random, Urine | 15086-2 | Oxalate:SCnc:Pt:Urine:Qn: | OXCO1: Enzymatic Using Oxalate Oxidase CRETR: Enzymatic Colorimetric Assay OXCO3, RAT11: Calculation
RP | Respiratory Panel, PCR, Nasopharyngeal | 82159-5 | Respiratory pathogens DNA & RNA panel:-:Pt:Nph:-:Non-probe.amp.tar | Multiplex Polymerase Chain Reaction (PCR)
RPB | Respiratory Panel, PCR, Varies | 92958-8 | Respiratory pathogens DNA & RNA panel:-:Pt:Respiratory system specimen.lower:-:Non-probe.amp.tar | Multiplex Polymerase Chain Reaction (PCR)
RPCWT | Renal Pathology Consultation, Wet Tissue | 65757-7 | Pathology biopsy report:Find:Pt:Kidney:Nar: | Pathology Consultation
RPDE | Rapidly Progressive Dementia Evaluation, Spinal Fluid | 104134-2 | Dementia evaluation panel:-:Pt:CSF:-: | RPDEI: Medical Interpretation RTQPC: Real-Time Quaking-Induced Conversion (RT-QuIC) TTPTQ: Calculation ADRTQ: Electrochemiluminescent Immunoassay (ECLIA)
RPHOC | Phosphorus, Random, Urine | 2778-9 | Phosphate:MCnc:Pt:Urine:Qn: | Molybdic Acid
RPMPM | Mycoplasma (Mycoplasmoides) pneumoniae Macrolide (Azithromycin) Resistance Prediction, Molecular Detection, PCR, Varies | 6483-2 | Mycoplasma pneumoniae rRNA:PrThr:Pt:XXX:Ord:Probe | Rapid Polymerase Chain Reaction (PCR) using Light Cycler and Fluorescent Resonance Energy Transfer (FRET)
RPR1 | Respiratory Profile, Region 1, North Atlantic (CT, MA, ME, NJ, NH, NY, PA, RI, VT), Serum | 48824-7 | Respiratory allergen panel, US - North Atlantic states a:-:Pt:Ser:-: | Fluorescence Enzyme Immunoassay (FEIA)
RPR10 | Respiratory Profile, Region 10, Southwestern Grasslands (OK, TX), Serum | 51991-8 | Referral lab test panel:-:Pt:Referral lab test:-: | Fluorescence Enzyme Immunoassay (FEIA)
RPR11 | Respiratory Profile, Region 11, Rocky Mountain (AZ [Mt]; CO; ID [Mt]; NM, UT [Mt]; WY), Serum | 51991-8 | Referral lab test panel:-:Pt:Referral lab test:-: | Fluorescence Enzyme Immunoassay (FEIA)
RPR12 | Respiratory Profile, Region 12, Arid Southwest (Southern AZ Desert, Southern CA Desert), Serum | 51991-8 | Referral lab test panel:-:Pt:Referral lab test:-: | Fluorescence Enzyme Immunoassay (FEIA)
RPR13 | Respiratory Profile, Region 13, Southern Coastal California, Serum | 49020-1 | Respiratory allergen panel, US - Coastal California:-:Pt:Ser:-: | Fluorescence Enzyme Immunoassay (FEIA)
RPR14 | Respiratory Profile, Region 14, Central California, Serum | 48837-9 | Respiratory allergen panel, US - California central valley:-:Pt:Ser:-: | Fluorescence Enzyme Immunoassay (FEIA)
RPR15 | Respiratory Profile, Region 15, Intermountain West (Southern ID, NV), Serum | 51991-8 | Referral lab test panel:-:Pt:Referral lab test:-: | Fluorescence Enzyme Immunoassay (FEIA)
RPR16 | Respiratory Profile, Region 16, Inland Northwest (OR, Central and Eastern WA), Serum | 51991-8 | Referral lab test panel:-:Pt:Referral lab test:-: | Fluorescence Enzyme Immunoassay (FEIA)
RPR17 | Respiratory Profile, Region 17, Pacific Northwest (Northwestern CA, Western OR, WA), Serum | 51991-8 | Referral lab test panel:-:Pt:Referral lab test:-: | Fluorescence Enzyme Immunoassay (FEIA)
RPR18 | Respiratory Profile, Region 18, Alaska, Serum | 51991-8 | Referral lab test panel:-:Pt:Referral lab test:-: | Fluorescence Enzyme Immunoassay (FEIA)
RPR19 | Respiratory Profile, Region 19, Puerto Rico, Serum | 49019-3 | Respiratory allergen panel, US - Puerto Rico:-:Pt:Ser:-: | Fluorescence Enzyme Immunoassay (FEIA)
RPR2 | Respiratory Profile, Region 2, Mid-Atlantic (DC, DE, MD, NC, VA), Serum | 48825-4 | Respiratory allergen panel, US - Mid Atlantic states:-:Pt:Ser:-: | Fluorescence Enzyme Immunoassay (FEIA)
RPR3 | Respiratory Profile, Region 3, South Atlantic (GA, N.FA, SC), Serum | 48826-2 | Respiratory allergen panel, US - South Atlantic states a:-:Pt:Ser:-: | Fluorescence Enzyme Immunoassay (FEIA)
RPR4 | Respiratory Profile, Region 4, Sub-tropic Florida (Florida S. of Orlando), Serum | 48827-0 | Respiratory allergen panel, US - Subtropical Florida:-:Pt:Ser:-: | Fluorescence Enzyme Immunoassay (FEIA)
RPR5 | Respiratory Profile, Region 5, Ohio Valley (IN, KY, OH, TN, WV), Serum | 51991-8 | Referral lab test panel:-:Pt:Referral lab test:-: | Fluorescence Enzyme Immunoassay (FEIA)
RPR6 | Respiratory Profile, Region 6, South Central (AL, AR, LA, MS), Serum | 51991-8 | Referral lab test panel:-:Pt:Referral lab test:-: | Fluorescence Enzyme Immunoassay (FEIA)
RPR7 | Respiratory Profile, Region 7, Northern Midwest (MI, MN, WI), Serum | 51991-8 | Referral lab test panel:-:Pt:Referral lab test:-: | Fluorescence Enzyme Immunoassay (FEIA)
RPR8 | Respiratory Profile, Region 8, Central Midwest (IA, IL, MO), Serum | 48831-2 | Respiratory allergen panel, US - Central midwest a:-:Pt:Ser:-: | Fluorescence Enzyme Immunoassay (FEIA)
RPR9 | Respiratory Profile, Region 9, Great Plains (KS, ND, NE, SD), Serum | 94593-1 | Multiplex allergen panel:-:Pt:Ser/Plas:-: | Fluorescence Enzyme Immunoassay (FEIA)
RPRS | Rapid Plasma Reagin Screen with Reflex, Serum | 20507-0 | Reagin Ab:PrThr:Pt:Ser:Ord:RPR | Only available as a reflex test. For more information, see SYPHT / Syphilis Total Antibody with Reflex, Serum. RPRS: Multiplex Flow Immunoassay RRPRQ: Flocculation/Agglutination RTPPA: Particle Agglutination
RPRT1 | Rapid Plasma Reagin (RPR) Screen with Reflex to Titer, Serum | 20507-0 | Reagin Ab:PrThr:Pt:Ser:Ord:RPR | Flocculation/Agglutination
RPRT2 | Rapid Plasma Reagin Titer, Serum | 31147-2 | Reagin Ab:Titr:Pt:Ser:SemiQn:RPR | Only orderable as a reflex. For more information see RPRT1 / Rapid Plasma Reagin (RPR) Screen with Reflex to Titer, Serum Flocculation/Agglutination
RPRT3 | Rapid Plasma Reagin (RPR) with Reflex to Treponema pallidum Particle Agglutination, Serum | 20507-0 | Reagin Ab:PrThr:Pt:Ser:Ord:RPR | RPRT3, RPRT4: Flocculation/Agglutination RTPPA: Particle Agglutination
RPTU1 | Protein/Creatinine Ratio, Random, Urine | 87434-7 | Protein & creatinine panel:-:Pt:Urine:Qn: | PTCON: Turbidimetry CRETR: Enzymatic Colorimetric Assay RATO3: Calculation
RRPRS | Rapid Plasma Reagin Screen with Reflex to Titer, Serum | 20507-0 | Reagin Ab:PrThr:Pt:Ser:Ord:RPR | Only orderable as a reflex. For more information see Syphilis IgG with Reflex, Enzyme Immunoassay, Serum. Flocculation/Agglutination
RRRP | Rough Pigweed, IgE, Serum | 6233-1 | Pigweed rough Ab.IgE:ACnc:Pt:Ser:Qn: | Fluorescence Enzyme Immunoassay (FEIA)
RSARS | Severe Acute Respiratory Syndrome Coronavirus 2 (SARS CoV-2), Molecular Detection, Varies | 94500-6 | SARS coronavirus 2 RNA:PrThr:Pt:Respiratory System Specimen:Ord:Probe.amp.tar | Real-Time Reverse Transcription Polymerase Chain Reaction (RT-PCR)
RSCGP | Nephrocalcinosis, Nephrolithiasis, and Renal Electrolyte Imbalance Gene Panel, Varies | 51966-0 | Genetic disease DNA analysis panel:-:Pt:Bld/Tiss:-:Molgen | Sequence Capture and Amplicon-Based Next-Generation Sequencing (NGS)
RSCOC | Coccidioides Antibody Reflex, Complement Fixation and Immunodiffusion, Serum | 26625-4 | Coccidioides sp Ab:PrThr:Pt:Ser:Ord: | Only orderable as a reflex. For more information see COXIS / Coccidioides Antibody Screen with Reflex, Serum. Complement Fixation (CF)/Immunodiffusion (ID)
RSER | Rabbit Serum Proteins, IgE, Serum | 10960-3 | Rabbit serum proteins Ab.IgE:ACnc:Pt:Ser:Qn: | Fluorescence Enzyme Immunoassay (FEIA)
RSVAB | Respiratory Syncytial Virus (RSV) In Situ Hybridization, Technical Component Only | Order only;no result |  | In Situ Hybridization (ISH)
RT3 | T3 (Triiodothyronine), Reverse, Serum | 3052-8 | Triiodothyronine.reverse:MCnc:Pt:Ser/Plas:Qn: | Liquid Chromatography Tandem Mass Spectrometry (LC-MS/MS) Portions of this test are covered by patents held by Quest Diagnostics.
RTIC | Reticulocytes, Blood | 50262-5 | Reticulocytes panel:-:Pt:Bld:Qn: | Flow Cytometry
RTSC | Reptilase Time, Plasma | 6683-7 | Coagulation reptilase induced:Time:Pt:PPP:Qn:Coag | Optical Clot-Based
RTSP | Rat Serum Protein, IgE, Serum | 6225-7 | Rat serum proteins Ab.IgE:ACnc:Pt:Ser:Qn: | Fluorescence Enzyme Immunoassay (FEIA)
RTUP | Rat Urine Protein, IgE, Serum | 6226-5 | Rat urine proteins Ab.IgE:ACnc:Pt:Ser:Qn: | Fluorescence Enzyme Immunoassay (FEIA)
RUFI | Rufinamide, Serum | 59323-6 | Rufinamide:MCnc:Pt:Ser/Plas:Qn: | Liquid Chromatography Tandem Mass Spectrometry (LC-MS/MS)
RUPR | Rabbit Urine Proteins, IgE, Serum | 10961-1 | Rabbit urine proteins Ab.IgE:ACnc:Pt:Ser:Qn: | Fluorescence Enzyme Immunoassay (FEIA)
RURC1 | Uric Acid/Creatinine Ratio, Random, Urine | 3089-0 | Urate/Creatinine:MRto:Pt:Urine:Qn: | URCO3: Uricase CRETR: Enzymatic Colorimetric Assay RTIO1: Calculation
RUSS | Russian Thistle, IgE, Serum | 6234-9 | Salsola kali Ab.IgE:ACnc:Pt:Ser:Qn: | Fluorescence Enzyme Immunoassay (FEIA)
RWEED | Rape Weed, IgE, Serum | 11194-8 | Brassica napus pollen Ab.IgE:ACnc:Pt:Ser:Qn: | Fluorescence Enzyme Immunoassay (FEIA)
RYE | Rye, IgE, Serum | 7674-5 | Secale cereale Ab.IgE:ACnc:Pt:Ser:Qn: | Fluorescence Enzyme Immunoassay (FEIA)
RYEG | Rye Grass, IgE, Serum | 7369-2 | Lolium perenne Ab.IgE:ACnc:Pt:Ser:Qn: | Fluorescence Enzyme Immunoassay (FEIA)
S100 | S-100 Immunostain, Technical Component Only | Order only;no result |  | Immunohistochemistry (IHC)
SABP | Streptococcal Antibodies Profile, Serum | 58713-9 | DNAse B Ab.Streptococcal & Streptolysin O Ab panel:-:Pt:Ser:-: | Nephelometry
SAFB | Acid-Fast Smear for Mycobacterium, Varies | 676-7 | Observation:Prid:Pt:XXX:Nom:Rhodamine-auramine fluorochrome stain | Auramine-Rhodamine Stain
SALCA | Salicylate, Serum | 4024-6 | Salicylates:MCnc:Pt:Ser/Plas:Qn: | Photometric
SALCT | Cortisol, Saliva | 2142-8 | Cortisol:MCnc:Pt:Saliva:Qn: | Liquid Chromatography Tandem Mass Spectrometry (LC-MS/MS)
SALL4 | SALL4 Immunostain, Technical Component Only | Order only;no result |  | Immunohistochemistry (IHC)
SALM | Salmon, IgE, Serum | 6237-2 | Salmo salar Ab.IgE:ACnc:Pt:Ser:Qn: | Fluorescence Enzyme Immunoassay (FEIA)
SALMC | Salmonella Culture, Feces | 20955-1 | Salmonella sp:Prid:Pt:Stool:Nom:Organism specific culture | Conventional Culture
SARCP | Sarcoma Targeted Gene Fusion/Rearrangement Panel, Next-Generation Sequencing, Tumor | 95124-4 | Sarcoma targeted gene fusion transcript analysis:Find:Pt:Tiss:Doc:Sequencing | Polymerase Chain Reaction (PCR)-based Next-Generation Sequencing (NGS)
SARD | Sardine (Pilchard), IgE, Serum | 30989-8 | Sardinops melanostictus Ab.IgE:ACnc:Pt:Ser:Qn: | Fluorescence Enzyme Immunoassay (FEIA)
SASP | Aspergillus fumigatus, IgG Antibodies, Serum | 26954-8 | Aspergillus fumigatus Ab.IgG:MCnc:Pt:Ser:Qn: | Fluorescence Enzyme Immunoassay (FEIA)
SATB2 | SATB2 Immunostain, Technical Component Only | Order only;no result |  | Immunohistochemistry (IHC)
SAU | Sialic Acid, Free and Total, Random, Urine | 104657-2 | Sialate free and total panel:-:Pt:Urine:-: | Liquid Chromatography Tandem Mass Spectrometry (LC-MS/MS)
SBL | Blastomyces Antibody Immunodiffusion, Serum | 5058-3 | Blastomyces dermatitidis Ab:PrThr:Pt:Ser:Ord:Immune diffusion | Immunodiffusion
SBSE | Sugarbeet Seed, IgE, Serum | 24165-3 | Beta vulgaris seed Ab.IgE:ACnc:Pt:Ser:Qn: | Fluorescence Enzyme Immunoassay (FEIA)
SBULB | Spinobulbar Muscular Atrophy (Kennedy Disease), Molecular Analysis, Varies | 35359-9 | AR gene targeted mutation analysis:Find:Pt:Bld/Tiss:Doc:Molgen | Polymerase Chain Reaction (PCR)
SBWB | Antimony, Blood | 5578-0 | Antimony:MCnc:Pt:Bld:Qn: | Inductively Coupled Plasma Mass Spectrometry (ICP-MS)
SCALS | Scallop, IgE, Serum | 7691-9 | Pecten spp Ab.IgE:ACnc:Pt:Ser:Qn: | Fluorescence Enzyme Immunoassay (FEIA)
SCCA | Squamous Cell Carcinoma Antigen, Serum | 9679-2 | Squamous cell carcinoma Ag:MCnc:Pt:Ser/Plas:Qn: | Immunofluorescent Assay (IFA)
SCERA | Saccharomyces cerevisiae Antibody, IgA, Serum | 47320-7 | Saccharomyces cerevisiae Ab.IgA:ACnc:Pt:Ser:Qn:IA | Enzyme-Linked Immunosorbent Assay (ELISA)
SCERG | Saccharomyces cerevisiae Antibody, IgG, Serum | 47321-5 | Saccharomyces cerevisiae Ab.IgG:ACnc:Pt:Ser:Qn:IA | Enzyme-Linked Immunosorbent Assay (ELISA)
SCL70 | Scl 70 Antibodies, IgG, Serum | 47322-3 | SCL-70 extractable nuclear Ab.IgG:ACnc:Pt:Ser:Qn:IA | Multiplex Flow Immunoassay
SCLE | Scale, IgE, Serum | 6239-8 | Atriplex lentiformis Ab.IgE:ACnc:Pt:Ser:Qn: | Fluorescence Enzyme Immunoassay (FEIA)
SCN5A | Brugada Syndrome, SCN5A Full Gene Analysis, Varies | 55139-0 | SCN5A gene targeted mutation analysis:Find:Pt:Bld/Tiss:Doc:Molgen | Sequence Capture and Targeted Next-Generation Sequencing followed by Polymerase Chain Reaction (PCR) and Sanger Sequencing.
SCOC | Coccidioides Antibody, Complement Fixation and Immunodiffusion, Serum | 87435-4 | Coccidioides immitis Ab.IgG & IgM panel:-:Pt:Ser/Plas:-: | Complement Fixation (CF) Immunodiffusion
SCOF3 | Severe Acute Respiratory Syndrome Coronavirus 2 (SARS CoV-2) and Influenza Virus Type A and Type B RNA, Molecular Detection, PCR, Varies | 95422-2 | Influenza virus A & Influenza virus B & SARS coronavirus 2 RNA panel:-:Pt:Respiratory System Specimen:-:Probe.amp.tar | Multiplex Reverse Transcriptase, Real-Time Polymerase Chain Reaction (RT-qPCR)
SCOF4 | Severe Acute Respiratory Syndrome Coronavirus 2 (SARS CoV-2), Influenza Virus Type A and Type B RNA, and Respiratory Syncytial Virus (RSV) Molecular Detection, PCR, Varies | 95941-1 | Influenza virus A & Influenza virus B & SARS coronavirus 2 & Respiratory syncytial virus RNA panel:-:Pt:Respiratory System Specimen:-:Probe.amp.tar | Multiplex Reverse Transcriptase, Real-Time Polymerase Chain Reaction (RT-qPCR)
SCOVT | Severe Acute Respiratory Syndrome Coronavirus 2 (SARS-CoV-2), RNA Detection, ddPCR, Tissue | 94316-7 | SARS coronavirus 2 N gene:PrThr:Pt:XXX:Ord:Probe.amp.tar | Droplet Digital Polymerase Chain Reaction (ddPCR)
SCT2 | Miscellaneous Biochemical Genetics Testing | 51991-8 | Referral lab test panel:-:Pt:Referral lab test:-:
SCTF | Sex Chromosome Determination, FISH, Tissue | 87436-2 | Chromosome X & Y aneuploidy:Find:Pt:Bld/Tiss:Doc:FISH | Fluorescence In Situ Hybridization (FISH)
SDEX | Sickle Solubility, Blood | 6864-3 | Hemoglobin S:PrThr:Pt:Bld:Ord:Solubility test | Hemoglobin S Solubility
SDHB | SDHB Immunostain, Technical Component Only | Order only;no result |  | Immunohistochemistry (IHC)
SDHMP | SDH Genes Mutation Analysis, Next-Generation Sequencing, Tumor | 105598-7 | SDHA & SDHB & SDHC & SDHD targeted gene mutation analysis:Find:Pt:Tiss:Doc:Molgen | Sequence Capture Next-Generation Sequencing (NGS)
SDLDL | Small Dense Low Density Lipoprotein Cholesterol, Serum | 90364-1 | Cholesterol.in LDL.small dense:MCnc:Pt:Ser/Plas:Qn: | Enzymatic Colorimetric
SEAFP | Seafood Allergen Profile, Serum | 49222-3 | Food allergen panel:-:Pt:Ser:-: | Fluorescence Enzyme Immunoassay (FEIA)
SEAS | Seasonal Inhalants Allergen Profile, Serum | 94593-1 | Multiplex allergen panel:-:Pt:Ser/Plas:-: | Fluorescence Enzyme Immunoassay (FEIA)
SEBV | Epstein-Barr Virus (EBV) Antibody Profile, Serum | 87554-2 | Epstein Barr virus Ab panel:-:Pt:Ser:-: | Multiplex Flow Immunoassay (MFI) or Enzyme-Linked Immunosorbent Assay (ELISA)
SECOS | Secobarbital, Serum | 4028-7 | Secobarbital:MCnc:Pt:Ser/Plas:Qn: | Gas Chromatography Mass Spectrometry (GC-MS)
SEMA3 | Semaphorin 3B (SEMA3B) Immunostain, Technical Component Only | Order only;no result |  | Immunohistochemistry (IHC)
SEMB | Semen Analysis with Strict Morphology, Semen | 54231-6 | Semen analysis fertility panel:-:Pt:Semen:-: | FER: Manual MSCT: Kruger Criteria Strict Morphology
SEP9Z | SEPTIN9 Gene, Full Gene Analysis, Varies | 77067-7 | SEPT9 gene targeted mutation analysis:Find:Pt:Bld/Tiss:Doc:Molgen | Sequence Capture and Targeted Next-Generation Sequencing followed by Polymerase Chain Reaction (PCR) and Sanger Sequencing
SEQA | Sequential Maternal Screening, Part 1, Serum | 49086-2 | First trimester maternal screen with nuchal translucency panel:-:Pt:^Patient:-: | Immunoenzymatic Assay
SEQB | Sequential Maternal Screening, Part 2, Serum | 48800-7 | Second trimester quad maternal screen panel:-:Pt:Ser/Plas:-: | Immunoenzymatic Assay
SER | Serotonin, Serum | 27057-9 | Serotonin:MCnc:Pt:Ser:Qn: | Liquid Chromatography Tandem Mass Spectrometry (LC-MS/MS)
SERPZ | SERPINA1 Gene, Full Gene Analysis, Varies | 94222-7 | SERPINA1 gene full mutation analysis:Find:Pt:Bld/Tiss:Doc:Sequencing | Polymerase Chain Reaction (PCR) Amplification/DNA Sequencing
SERU | Serotonin, 24 Hour, Urine | 18253-5 | Serotonin:MRat:24H:Urine:Qn: | Liquid Chromatography Tandem Mass Spectrometry (LC-MS/MS)
SERWB | Serotonin, Blood | 2939-7 | Serotonin:MCnc:Pt:Bld:Qn: | Liquid Chromatography Tandem Mass Spectrometry (LC-MS/MS)
SES | Selenium, Serum | 5724-0 | Selenium:MCnc:Pt:Ser/Plas:Qn: | Dynamic Reaction Cell-Inductively Coupled Plasma-Mass Spectrometry (DRC-ICP-MS)
SESA | Sesame Seed, IgE, Serum | 6242-2 | Sesamum indicum Ab.IgE:ACnc:Pt:Ser:Qn: | Fluorescence Enzyme Immunoassay (FEIA)
SESPF | Sesame Seed, IgE, with Reflex to Sesame Seed Component, IgE, Serum | 6242-2 | Sesamum indicum Ab.IgE:ACnc:Pt:Ser:Qn: | Fluorescent Enzyme Immunoassay (FEIA)
SEWB | Selenium, Blood | 5722-4 | Selenium:MCnc:Pt:Bld:Qn: | Triple-Quadrupole Inductively Coupled Plasma Mass Spectrometry (ICP-MS)
SF1 | SF-1 Immunostain, Technical Component Only | Order only;no result |  | Immunohistochemistry (IHC)
SFABR | Severe Acute Respiratory Syndrome Coronavirus 2 (SARS CoV-2), Influenza A and B, and Respiratory Syncytial Virus, Molecular Detection, Varies | 95941-1 | Influenza virus A & Influenza virus B & SARS coronavirus 2 & Respiratory syncytial virus RNA panel:-:Pt:Respiratory System Specimen:-:Probe.amp.tar | Real-Time Reverse Transcription Polymerase Chain Reaction (RT-PCR)
SFEC | Iron and Total Iron-Binding Capacity, Serum | 50190-8 | Iron & Iron binding capacity panel:-:Pt:Ser/Plas:Qn: | IRON: Colorimetric Assay TIBC: Turbidity/Calculation SAT: Calculation
SFGP | Spotted Fever Group Antibody, IgG and IgM, Serum | 90260-1 | Rickettsia spotted fever group Ab.IgG & IgM panel:Titr:Pt:Ser:SemiQn: | Immunofluorescence
SFIG | Cerebrospinal Fluid IgG Index Profile, Serum and Spinal Fluid | 14116-8 | IgG synthesis rate:MRat:Pt:Ser+CSF:Qn:Calculated | SFINC, SFIGS: Nephelometry ALBS1: Photometric
SFIGS | IgG, Serum | 2465-3 | IgG:MCnc:Pt:Ser/Plas:Qn: | Only orderable as part of a profile. For more information see SFIG / Cerebrospinal Fluid (CSF) IgG Index Profile, Serum and Spinal Fluid. Nephelometry
SFUNG | 1,3-Beta-D-Glucan (Fungitell), Serum | 42176-8 | 1,3 beta glucan:MCnc:Pt:Ser:Qn: | Protease Zymogen-Based Colorimetric Assay
SFX | Protein S Activity, Plasma | 27822-6 | Protein S actual/Normal:RelTime:Pt:PPP:Qn:Coag | Optical Clot-Based
SFZ | Sulfamethoxazole, Serum | 10342-4 | Sulfamethoxazole:MCnc:Pt:Ser/Plas:Qn: | Liquid Chromatography Mass Spectrometry (LC-MS/MS)
SGSS | Synthetic Glucocorticoid Screen, Serum | 43141-1 | Synthetic glucocorticoid panel:MCnc:Pt:Ser/Plas:Qn: | Liquid Chromatography Tandem Mass Spectrometry (LC-MS/MS) Stable Isotope Dilution Analysis
SGSU | Synthetic Glucocorticoid Screen, Random, Urine | 46959-3 | Synthetic glucocorticoid panel:MCnc:Pt:Urine:Qn: | Liquid Chromatography Tandem Mass Spectrometry (LC-MS/MS)
SGUM | Sweet Gum, IgE, Serum | 6260-4 | Liquidambar styraciflua Ab.IgE:ACnc:Pt:Ser:Qn: | Fluorescence Enzyme Immunoassay (FEIA)
SGUR | Specific Gravity, Random, Urine | 5810-7 | Specific gravity:Rden:Pt:Urine:Qn:Refractometry | Refractometer
SHBG1 | Sex Hormone-Binding Globulin, Serum | 13967-5 | Sex hormone binding globulin:SCnc:Pt:Ser/Plas:Qn: | Immunoenzymatic Assay
SHIGC | Shigella Culture, Feces | 17576-0 | Shigella sp identified:Prid:Pt:XXX:Nom:Organism specific culture | Conventional Culture
SHPV | Human Papillomavirus (HPV) DNA Detection with Genotyping, High-Risk Types by PCR, SurePath, Varies | 77378-8 | Human papilloma virus 16 & 18 & 31+33+35+39+45+51+52+56+58+59+66+68 DNA panel:-:Pt:XXX:-: | Real-Time Polymerase Chain Reaction (PCR)
SHRI | Shrimp, IgE, Serum | 6246-3 | Pandalus borealis Ab.IgE:ACnc:Pt:Ser:Qn: | Fluorescence Enzyme Immunoassay (FEIA)
SHUR | Schistosoma Exam, Random, Urine | 10715-1 | Schistosoma sp identified:Prid:Pt:Urine sed:Nom:Microscopy.light | Microscopic
SHWL | Sheep Wool, IgE, Serum | 6245-5 | Sheep wool Ab.IgE:ACnc:Pt:Ser:Qn: | Fluorescence Enzyme Immunoassay (FEIA)
SIIRO | Sirolimus, Whole Blood | 29247-4 | Sirolimus:MCnc:Pt:Bld:Qn: | Liquid Chromatography Tandem Mass Spectrometry (LC-MS/MS)
SKETC | Ketones, Urine | 50557-8 | Ketones:MCnc:Pt:Urine:SemiQn:Test strip.automated | Dipstick
SLC1Q | Solute Carrier Organic Anion Transporter Family Member 1B1 (SLCO1B1) Genotype, Statin, Varies | 93412-5 | SLCO1B1 gene targeted mutation analysis:Find:Pt:Bld/Tiss:Doc:Molgen | Real-Time Polymerase Chain Reaction (PCR) with Allelic Discrimination Analysis
SLEG | Legionella pneumophila (Legionnaires Disease), Antibody, Serum | 7947-5 | Legionella pneumophila Ab:PrThr:Pt:Ser:Ord: | Enzyme-Linked Immunosorbent Assay (ELISA)
SLFA | Cryptococcus Antigen Screen with Titer, Serum | 29903-2 | Cryptococcus sp Ag:PrThr:Pt:Ser:Ord:IA | Lateral Flow Assay (LFA)
SLFAT | Cryptococcus Antigen Titer, Lateral Flow Assay, Serum | 9818-6 | Cryptococcus sp Ag:Titr:Pt:Ser:SemiQn:IA | Lateral Flow Assay (LFA)
SLL | Small Lymphocytic Lymphoma, FISH, Tissue | 103621-9 | Small lymphocytic lymphoma chromosome deletions &or rearrangements:Find:Pt:Bld/Tiss:Doc:FISH | Fluorescence In Situ Hybridization (FISH)
SLO | Smith-Lemli-Opitz Screen, Plasma | 73852-6 | 7-Dehydrocholesterol & 8-Dehydrocholesterol panel:-:Pt:Ser/Plas:-: | Gas Chromatography Mass Spectrometry (GC-MS)
SLSUR | Consult Slide Surcharge (Bill Only) | Bill only; no result |  | This test is for billing purposes only. This is not an orderable test.
SLYME | Lyme Antibody Modified 2-Tier with Reflex, Serum | 83081-0 | Borrelia burgdorferi Ab.IgG+IgM:PrThr:Pt:Ser:Ord:IA | Enzyme-Linked Immunosorbent Assay (ELISA)
SM | Smith (Sm) Antibodies, IgG, Serum | 18323-6 | Smith extractable nuclear Ab.IgG:ACnc:Pt:Ser:Qn: | Multiplex Flow Immunoassay
SMACN | Actin, Smooth Muscle (SMActin) Immunostain, Technical Component Only | Order only;no result |  | Immunohistochemistry (IHC)
SMAS | Smooth Muscle Antibody Screen, Serum | 26971-2 | Smooth muscle Ab:PrThr:Pt:Ser:Ord:IF | Indirect Immunofluorescence
SMAT | Smooth Muscle Antibody Titer, Serum | 5358-7 | Smooth muscle Ab:Titr:Pt:Ser:SemiQn:IF | Only orderable as part of a reflex. For more information see SMAS / Smooth Muscle Antibody Screen, Serum. Indirect Immunofluorescence
SMCP | Inherited Skeletal Muscle Channelopathy Gene Panel, Varies | 102119-5 | Skeletal muscle channelopathy multigene panel:-:Pt:Bld/Tiss:-:Molgen | Sequence Capture and Targeted Next-Generation Sequencing followed by Polymerase Chain Reaction (PCR) and Sanger Sequencing
SMFL | Seminal Fluid, IgE, Serum | 6240-6 | Seminal fluid Ab.IgE:ACnc:Pt:Ser:Qn: | Fluorescence Enzyme Immunoassay (FEIA)
SMN1Z | SMN1 Gene, Full Gene Analysis, Varies | 94221-9 | SMN1 gene full mutation analysis:Find:Pt:Bld/Tiss:Doc:Sequencing | Polymerase Chain Reaction (PCR) followed by DNA Sequencing
SMNCS | Spinal Muscular Atrophy Carrier Screening, Deletion/Duplication Analysis, Varies | 49857-6 | SMN1 gene+SMN2 gene targeted mutation analysis:Find:Pt:Bld/Tiss:Doc:Molgen | Dosage Analysis by Digital Droplet Polymerase Chain Reaction (ddPCR)
SMNDX | Spinal Muscular Atrophy Diagnostic Assay, Deletion/Duplication Analysis, Varies | 49857-6 | SMN1 gene+SMN2 gene targeted mutation analysis:Find:Pt:Bld/Tiss:Doc:Molgen | Dosage Analysis by Digital Droplet Polymerase Chain Reaction (ddPCR)
SMOTH | Smoothelin Immunostain, Technical Component Only | Order only;no result |  | Immunohistochemistry (IHC)
SMPB | Peripheral Blood Smear Review | 59465-5 | Pathologist review:Imp:Pt:XXX:Nar: | Consultant Review
SNAIL | Snail, IgE, Serum | 11200-3 | Helix aspersa Ab.IgE:ACnc:Pt:Ser:Qn: | Fluorescence Enzyme Immunoassay (FEIA)
SNS | Supplemental Newborn Screen, Blood Spot | 54089-8 | Newborn screening panel:-:Pt:^Patient:-:AHIC | Flow Injection Analysis Tandem Mass Spectrometry (FIA-MS/MS)
SOD1Z | SOD1 Gene, Full Gene Analysis, Varies | 49710-7 | SOD1 gene targeted mutation analysis:Find:Pt:Bld/Tiss:Doc:Molgen | Sequence Capture and Targeted Next-Generation Sequencing followed by Polymerase Chain Reaction (PCR) and Sanger Sequencing
SOLEF | Sole, IgE, Serum | 7709-9 | Solea solea Ab.IgE:ACnc:Pt:Ser:Qn: | Fluorescence Enzyme Immunoassay (FEIA)
SOLFM | Soluble Fibrin Monomer, Plasma | 93748-2 | Fibrin monomer:MCnc:Pt:PPP:Qn:IA | Only orderable as part of a coagulation reflex. For more information see: ALUPP / Lupus Anticoagulant Profile, Plasma ALBLD / Bleeding Diathesis Profile, Limited, Plasma AATHR / Thrombophilia Profile, Plasma APROL / Prolonged Clot Time Profile, Plasma ADIC / Disseminated Intravascular Coagulation/Intravascular Coagulation and Fibrinolysis (DIC/ICF) Profile, Plasma Latex Immunoassay (LIA)
SOMAT | Somatostatin Immunostain, Technical Component Only | Order only;no result |  | Immunohistochemistry (IHC)
SORBU | Sorbitol and Mannitol, Quantitative, Random, Urine | 74447-4 | Sugars and polyols panel:SRto:Pt:Urine:-: | Gas Chromatography Mass Spectrometry (GC-MS)
SORD | Sorbitol and Xylitol, Quantitative, Random, Urine | 74447-4 | Sugars and polyols panel:SRto:Pt:Urine:-: | Gas Chromatography Mass Spectrometry (GC-MS)
SORR | Red Sorrel, IgE, Serum | 6244-8 | Rumex acetosella Ab.IgE:ACnc:Pt:Ser:Qn: | Fluorescence Enzyme Immunoassay (FEIA)
SOX10 | SOX10 Immunostain, Technical Component Only | Order only;no result |  | Immunohistochemistry (IHC)
SOX11 | SOX11 Immunostain, Technical Component Only | Order only;no result |  | Immunohistochemistry (IHC)
SOY | Soybean, IgE, Serum | 6248-9 | Glycine max Ab.IgE:ACnc:Pt:Ser:Qn: | Fluorescence Enzyme Immunoassay (FEIA)
SP100 | SP100 Antibody, IgG, Serum | 96565-7 | sp100 Ab:ACnc:Pt:Ser:Qn:IA | Enzyme-Linked Immunosorbent Assay (ELISA)
SP142 | Programmed Death-Ligand 1 (PD-L1) (SP142), Semi-Quantitative Immunohistochemistry, Manual | 85149-3 | Programmed cell death ligand 1 by clone SP142:Find:Pt:Tiss:Doc:Immune stain | Immunohistochemistry (IHC)
SP5TC | Septin-5 Antibody, Tissue Immunofluorescence, Spinal Fluid | 101459-6 | Septin-5 Ab.IgG:Titr:Pt:CSF:SemiQn:IF | Only orderable as a reflex. For more information see MDC2 / Movement Disorder, Autoimmune/Paraneoplastic Evaluation, Spinal Fluid. Indirect Immunofluorescence Assay (IFA)
SP5TS | Septin-5 Antibody, Tissue Immunofluorescence Titer, Serum | 101458-8 | Septin-5 Ab.IgG:Titr:Pt:Ser/Plas:SemiQn:IF | Only orderable as a reflex. For more information see MDS2 / Movement Disorder, Autoimmune/Paraneoplastic Evaluation, Serum. Indirect Immunofluorescence Assay (IFA)
SP7TC | Septin-7 Antibody, Tissue Immunofluorescence Titer, Spinal Fluid | 101457-0 | Septin-7 Ab.IgG:Titr:Pt:CSF:SemiQn:IF | Only orderable as a reflex. For more information see: -ENC2 / Encephalopathy, Autoimmune/Paraneoplastic Evaluation, Spinal Fluid -MDC2 / Movement Disorder, Autoimmune/Paraneoplastic Evaluation, Spinal Fluid -MAC1 / Autoimmune Myelopathy/Paraneoplastic Evaluation, Spinal Fluid Indirect Immunofluorescence Assay (IFA)
SP7TS | Septin-7 Antibody, Tissue Immunofluorescence Titer, Serum | 101456-2 | Septin-7 Ab.IgG:Titr:Pt:Ser/Plas:SemiQn:IF | Only orderable as a reflex. For more information see: -ENS2 / Encephalopathy, Autoimmune/Paraneoplastic Evaluation, Serum -MDS2 / Movement Disorder, Autoimmune/Paraneoplastic Evaluation, Serum -MAS1 / Myelopathy, Autoimmune/Paraneoplastic Evaluation, Serum Indirect Immunofluorescence Assay (IFA)
SPAGR | Special Red Cell Antigen Typing, Whole Blood | 906-8 | Blood group antigens present:Prid:Pt:Bld:Nom: | Hemagglutination
SPAS | Arsenic Speciation, Random, Urine | 54454-4 | Arsenic fractions panel:-:Pt:Urine:Qn: | Triple-Quadrupole Inductively Coupled Plasma Mass Spectrometry (ICP-MS/MS)/Ion Chromatography Inductively Coupled Plasma-Mass Spectrometry (ICP-MS)
SPASU | Arsenic Speciation, 24 Hour, Urine | 96253-0 | Arsenic fractions panel:-:24H:Urine:Qn: | Triple-Quadrupole Inductively Coupled Plasma Mass Spectrometry (ICP-MS/MS)/Ion Chromatography Inductively Coupled Plasma Mass Spectrometry (ICP-MS)
SPIN | Spinach, IgE, Serum | 6856-9 | Spinacia oleracea Ab.IgE:ACnc:Pt:Ser:Qn: | Fluorescence Enzyme Immunoassay (FEIA)
SPNC | Streptococcus pneumoniae Antigen, Spinal Fluid | 20489-1 | Streptococcus pneumoniae Ag:PrThr:Pt:CSF:Ord: | Immunochromatographic Membrane Assay
SPNEU | Streptococcus pneumoniae Antigen, Random, Urine | 77949-6 | Streptococcus pneumoniae Ag:PrThr:Pt:Urine:Ord:IA.rapid | Immunochromatographic Membrane Assay
SPOT | Sweet Potato, IgE, Serum | 7627-3 | Ipomoea batatas Ab.IgE:ACnc:Pt:Ser:Qn: | Fluorescence Enzyme Immunoassay (FEIA)
SPPC | Stiff-Person Spectrum Disorders Evaluation, including Progressive Encephalomyelitis with Rigidity and Myoclonus, Spinal Fluid | 94712-7 | Movement disorder autoimmune Ab panel:-:Pt:CSF:-: | AMPHC, APHTC, DPPTC: Indirect Immunofluorescence Assay (IFA) AMIBC: Immunoblot DPPCC: Cell-Binding Assay GD65C: Radioimmunoassay (RIA) GLYCC: Live Cell-Binding Assay
SPPCI | Stiff-Person Spectrum Disorders including Progressive Encephalomyelitis with Rigidity and Myoclonus, Interpretation, Spinal Fluid | 69048-7 | Immunologist review Imp:Pt:XXX:Nar: | Only orderable as part of profile. For more information see SPPC / Stiff-Person Spectrum Disorders Evaluation, including Progressive Encephalomyelitis with Rigidity and Myoclonus, Spinal Fluid. Medical Interpretation
SPPS | Stiff-Person Spectrum Disorders Evaluation, including Progressive Encephalomyelitis with Rigidity and Myoclonus, Serum | 94701-0 | Movement disorder autoimmune Ab panel:-:Pt:Ser/Plas:-: | AMPHS, APHTS, DPPTS: Indirect Immunofluorescence Assay (IFA) AMIBS: Immunoblot DPPCS: Cell-Binding Assay GD65S: Radioimmunoassay (RIA) GLYCS: Live Cell-Binding Assay SPPSI: Medical Interpretation
SPPSI | Stiff-Person Spectrum Disorders, including Progressive Encephalomyelitis with Rigidity and Myoclonus, Interpretation, Serum | 69048-7 | Immunologist review Imp:Pt:XXX:Nar: | Only orderable as part of a profile. For more information see SPPS / Stiff-Person Spectrum Disorders Evaluation, including Progressive Encephalomyelitis with Rigidity and Myoclonus, Serum. Medical Interpretation
SPRU | Spruce, IgE, Serum | 6857-7 | Picea excelsa Ab.IgE:ACnc:Pt:Ser:Qn: | Fluorescence Enzyme Immunoassay (FEIA)
SPSA | Prostate-Specific Antigen (PSA) Screen, Serum | 83112-3 | Prostate specific Ag:MCnc:Pt:Ser/Plas:Qn:IA | Electrochemiluminescent Immunoassay
SPSM | Morphology Evaluation (Special Smear), Blood | 14869-2 | Pathologist review:Imp:Pt:Bld:Nom:Pathologist comment | Manual-Microscopic Examination of Cells
SQTSG | Short QT Syndrome Gene Panel, Varies | 51966-0 | Genetic disease DNA analysis panel:-:Pt:Bld/Tiss:-:Molgen | Sequence Capture and Targeted Next-Generation Sequencing followed by Polymerase Chain Reaction (PCR) and Sanger Sequencing
SQUA | Squash, IgE, Serum | 7713-1 | Squash Ab.IgE:ACnc:Pt:Ser:Qn: | Fluorescence Enzyme Immunoassay (FEIA)
SQUI | Pacific Squid, IgE, Serum | 14038-4 | Todarodes pacificus Ab.IgE:ACnc:Pt:Ser:Qn: | Fluorescence Enzyme Immunoassay (FEIA)
SQUID | Squid, IgE, Serum | 6858-5 | Loligo sp Ab.IgE:ACnc:Pt:Ser:Qn: | Fluorescence Enzyme Immunoassay (FEIA)
SRAU | Serotonin Release Assay, Unfractionated Heparin, Mass Spectrometry, Serum | 50736-8 | Serotonin release.heparin.unfractionated panel:-:Pt:Ser:-: | Liquid Chromatography Tandem Mass Spectrometry (LC-MS/MS)
SRW | Short Ragweed, IgE, Serum | 6085-5 | Ambrosia elatior Ab.IgE:ACnc:Pt:Ser:Qn: | Fluorescence Enzyme Immunoassay (FEIA)
SRYF | Sex-Determining Region Y, Yp11.3 Deletion, FISH | 81748-6 | Chromosome region Yp11.3 deletion &or rearrangement:Find:Pt:Bld/Tiss:Doc:FISH | Fluorescence In Situ Hybridization (FISH)
SS18F | Synovial Sarcoma (SS), 18q11.2 (SS18 or SYT) Rearrangement, FISH, Tissue | 93810-0 | SS18 gene rearrangements:Find:Pt:Tiss:Doc:FISH | Fluorescence In Situ Hybridization (FISH)
SSA | SS-A/Ro Antibodies, IgG, Serum | 33610-7 | Sjogrens syndrome-A extractable nuclear Ab.IgG:ACnc:Pt:Ser:Qn: | Multiplex Flow Immunoassay
SSAB | SS-A and SS-B Antibodies, IgG, Serum | 87555-9 | Sjogrens syndrome-A & B extractable nuclear Ab.IgG panel:-:Pt:Ser:Qn: | Multiplex Flow Immunoassay
SSB | SS-B/La Antibodies, IgG, Serum | 33613-1 | Sjogrens syndrome-B extractable nuclear Ab.IgG:ACnc:Pt:Ser:Qn: | Multiplex Flow Immunoassay
SSCTU | S-Sulfocysteine Panel, Urine | 94397-7 | Sulfocysteine, Hypoxanthine, Xanthine, Urate & Creatinine panel:-:Pt:Urine:Qn: | Liquid Chromatography Tandem Mass Spectrometry (LC-MS/MS)
SSF1 | Nocardia Stain, Varies | 21003-9 | Fungus:Prid:Pt:XXX:Nom:Fungus stain | Modified Acid-Fast Stain
SSH24 | Supersaturation Profile, Self-Collect, 24 Hour, Urine | 81232-1 | Supersaturation panel:-:24H:Urine:-: | AMMT, CITT, OXUT: Enzymatic OSMUT: Freezing Point Depression SULFT: High-Performance Ion Chromatography (HPIC) CALUT, POUT: Photometric MAGT: Colorimetric Endpoint Assay UPHT: pH Meter NAUT, KUT, CLUT: Potentiometric, Indirect Ion-Selective Electrode (ISE) CTUT: Enzymatic Colorimetric Assay URICT: Uricase UNT: Kinetic UV Assay PCRUT, SSIN1: Calculation
SSTR2 | Somatostatin Receptor 2 (SSTR2), Immunostain, Technical Component Only | Order only;no result |  | Immunohistochemistry (IHC)
STAT6 | Signal Transducer and Activator of Transcription 6 (STAT6), Technical Component Only | Order only;no result |  | Immunohistochemistry (IHC)
STBY | Strawberry, IgE, Serum | 6257-0 | Fragaria vesca Ab.IgE:ACnc:Pt:Ser:Qn: | Fluorescence Enzyme Immunoassay (FEIA)
STEM | Stemphyllium, IgE, Serum | 6252-1 | Stemphylium botryosum Ab.IgE:ACnc:Pt:Ser:Qn: | Fluorescence Enzyme Immunoassay (FEIA)
STER | Sterols, Plasma | 75858-1 | Sterols panel:MCnc:Pt:Ser/Plas:-: | Gas Chromatography Mass Spectrometry (GC-MS)
STFR | Soluble Transferrin Receptor (sTfR), Serum | 30248-9 | Transferrin receptor.soluble:MCnc:Pt:Ser/Plas:Qn: | Immunoturbidimetric Assay
STFRP | Shiga Toxin, Molecular Detection, PCR, Feces | 80679-4 | Escherichia coli Stx1+Stx2 toxin stx1+stx2 genes:PrThr:Pt:Stool:Ord:Probe.amp.tar | Real-Time Polymerase Chain Reaction (PCR) using Fluorescent Resonance Energy Transfer (FRET)
STHPV | ThinPrep Screen with Human Papillomavirus (HPV) Reflex, Varies | 18500-9 | Observation:Prid:Pt:Cvx:Nom:Cyto stain.thin prep | Light Microscopy/Real-Time Polymerase Chain Reaction (PCR)
STICK | Tick-Borne Antibodies, Modified 2-Tier, ELISA, Serum | 103603-7 | Tick-borne Ab panel:-:Pt:Ser:-: | ANAP, EHRC, BABG: Immunofluorescence Assay (IFA) SLYME: Enzyme-Linked Immunosorbent Assay (ELISA)
STK1Z | Peutz-Jeghers Syndrome, STK11, Full Gene Analysis, Varies | 94216-9 | STK11 gene deletion+duplication & full mutation analysis:Find:Pt:Bld/Tiss:Doc:Molgen | Sequence Capture and Targeted Next-Generation Sequencing (NGS) followed by Polymerase Chain Reaction (PCR) and Sanger Sequencing.
STL | Enteric Pathogens Culture, Feces | 625-4 | Bacteria:Prid:Pt:Stool:Nom:Culture | Conventional Culture
STLP | St. Louis Encephalitis Antibody, IgG and IgM, Serum | 96255-5 | Saint Louis encephalitis virus Ab.IgG & IgM panel:-:Pt:Ser:-: | Immunofluorescence Assay (IFA)
STLPC | St. Louis Encephalitis Antibody Panel, IgG and IgM, Spinal Fluid | 96254-8 | Saint Louis encephalitis virus Ab.IgG & IgM panel:-:Pt:CSF:-: | Immunofluorescence Assay (IFA)
STPCO | ThinPrep with Human Papillomavirus (HPV) Co-Test-Screen, Varies | 101822-5 | Human papilloma virus cytology and high-risk genotypes panel:-:Pt:Cvx:-: | Light / Real-Time Polymerase Chain Reaction
STRC | Standard Renal Clearance, Plasma and Random Urine | 96403-1 | Renal clearance & Renal plasma flow panel:-:Stdy:Urine+Ser/Plas:Qn: | Liquid Chromatography-Tandem Mass Spectrometry (LC-MS/MS)
STRNG | Strongyloides Antibody, IgG, Serum | 34376-4 | Strongyloides sp Ab.IgG:ACnc:Pt:Ser:Qn:IA | Enzyme-Linked Immunosorbent Assay (ELISA)
STSH | Thyroid-Stimulating Hormone-Sensitive (s-TSH), Serum | 11579-0 | Thyrotropin:ACnc:Pt:Ser/Plas:Qn:Detection limit | Electrochemiluminescent Immunoassay
SUAC | Succinylacetone, Blood Spot | 53231-7 | Succinylacetone:SCnc:Pt:Bld.dot:Qn: | Liquid Chromatography Tandem Mass Spectrometry (LC-MS/MS)
SULFU | Sulfate, 24 Hour, Urine | 26889-6 | Sulfate:SRat:24H:Urine:Qn: | High-Pressure Ion Chromatography (HPIC)
SUNF | Sunflower, IgE, Serum | 7726-3 | Helianthus annuus pollen Ab.IgE:ACnc:Pt:Ser:Qn: | Fluorescence Enzyme Immunoassay (FEIA)
SUNFS | Sunflower Seed, IgE, Serum | 6258-8 | Helianthus annuus seed Ab.IgE:ACnc:Pt:Ser:Qn: | Fluorescence Enzyme Immunoassay (FEIA)
SUP24 | Supersaturation Profile, 24 Hour, Urine | 81232-1 | Supersaturation panel:-:24H:Urine:-: | AMMT, CITT, OXUT: Enzymatic OSMUT: Freezing Point Depression SULFT: High-Performance Ion Chromatography (HPIC) CALUT, POUT: Photometric MAGT: Colorimetric Endpoint Assay UPHT: pH Meter NAUT, KUT, CLUT: Potentiometric, Indirect Ion-Selective Electrode (ISE) CTUT: Enzymatic Colorimetric Assay URICT: Uricase UNT: Kinetic UV Assay PCRUT, SSINT: Calculation
SUPRA | Supersaturation Profile, Random, Urine | 101929-8 | Supersaturation panel:-:Pt:Urine:-: | RACIT, RAAMM, RAOXU: Enzymatic RAOSM: Freezing Point Depression RASUL: High-Performance Ion Chromatography (HPIC) RAMAG: Colorimetric Endpoint Assay RACAL, RAPOU: Photometric RAPHU: pH Meter RANAU, RAKUR, RACLU: Potentiometric, Indirect Ion-Selective Electrode (ISE) RACTU: Enzymatic Colorimetric Assay RAURA: Uricase
SVISC | Viscosity, Serum | 3128-6 | Viscosity:Visc:Pt:Ser:Qn: | Capillary Measurement
SWORD | Swordfish, IgE, Serum | 7728-9 | Xiphias gladius Ab.IgE:ACnc:Pt:Ser:Qn: | Fluorescence Enzyme Immunoassay (FEIA)
SYNAP | Synaptophysin (SYNAPTO) Immunostain, Technical Component Only | Order only;no result |  | Immunohistochemistry (IHC)
SYPH1 | Syphilis IgG with Reflex, Enzyme Immunoassay, Serum | 47238-1 | Treponema pallidum Ab.IgG:PrThr:Pt:Ser:Ord:IA | SYPH1: Enzyme Immunoassay (EIA) RRPRS, RRPRQ: Flocculation/Agglutination RTPPA: Particle Agglutination
SYPHT | Syphilis Total Antibody with Reflex, Serum | 47236-5 | Treponema pallidum Ab.IgG+IgM:PrThr:Pt:Ser:Ord:IA | SYPHT: Multiplex Flow Immunoassay RRPRQ, RRPRS: Flocculation/Agglutination RTPPA: Particle Agglutination
SZDIA | Sezary Diagnostic Flow Cytometry, Blood | 101118-8 | Sezary syndrome diagnosis:Find:Pt:Bld:Doc:Flow cytometry | Immunophenotyping
SZMON | Sezary Monitoring Flow Cytometry, Blood | 101117-0 | Sezary syndrome monitoring:Find:Pt:Bld:Doc:Flow cytometry | Immunophenotyping
T3 | T3 (Triiodothyronine), Total, Serum | 83124-8 | Triiodothyronine:MCnc:Pt:Ser/Plas:Qn:IA | Electrochemiluminescence Immunoassay
T3FR | T3 (Triiodothyronine), Free, Serum | 3051-0 | Triiodothyronine.free:MCnc:Pt:Ser/Plas:Qn: | Electrochemiluminescence Immunoassay (ECLIA)
T4 | T4 (Thyroxine), Total Only, Serum | 83119-8 | Thyroxine:MCnc:Pt:Ser/Plas:Qn:IA | Electrochemiluminescence Immunoassay
T46CC | Tripartite Motif-Containing Protein 46 (TRIM46) IgG, Cell Binding Assay, Spinal Fluid | 105524-3 | Tripartite motif containing 46 Ab.IgG:PrThr:Pt:CSF:Ord:IF | Only orderable as reflex. For more information see: ENC2 / Encephalopathy, Autoimmune/Paraneoplastic Evaluation, Spinal Fluid DMC2 / Dementia, Autoimmune/Paraneoplastic Evaluation, Spinal Fluid EPC2 / Epilepsy, Autoimmune/Paraneoplastic Evaluation, Spinal Fluid MDC2 / Movement Disorder, Autoimmune/Paraneoplastic Evaluation, Spinal Fluid MAC1 / Myelopathy, Autoimmune/Paraneoplastic Evaluation, Spinal Fluid Cell Binding Assay (CBA)
T46CS | Tripartite Motif-Containing Protein 46 (TRIM46) IgG, Cell Binding Assay, Serum | 105525-0 | Tripartite motif containing 46 Ab.IgG:PrThr:Pt:Ser/Plas:Ord:IF | Only orderable as a reflex. For more information see: ENS2 / Encephalopathy, Autoimmune/Paraneoplastic Evaluation, Serum DMS2 / Dementia, Autoimmune/Paraneoplastic Evaluation, Serum EPS2 / Epilepsy, Autoimmune/Paraneoplastic Evaluation, Serum MDS2 / Movement Disorder, Autoimmune/Paraneoplastic Evaluation, Serum MAS1 / Myelopathy, Autoimmune/Paraneoplastic Evaluation, Serum Cell Binding Assay (CBA)
T46IC | Tripartite Motif-Containing Protein 46 (TRIM46) IgG, Tissue Immunofluorescence, Spinal Fluid | 103843-9 | Tripartite motif containing 46:PrThr:Pt:XXX:Ord:IF | Only orderable as part of a profile. For more information see: ENC2 / Encephalopathy, Autoimmune/Paraneoplastic Evaluation, Spinal Fluid DMC2 / Dementia, Autoimmune/Paraneoplastic Evaluation, Spinal Fluid EPC2 / Epilepsy, Autoimmune/Paraneoplastic Evaluation, Spinal Fluid MDC2 / Movement Disorder, Autoimmune/Paraneoplastic Evaluation, Spinal Fluid MAC1 / Myelopathy, Autoimmune/Paraneoplastic Evaluation, Spinal Fluid Indirect Immunofluorescence Assay (IFA)
T46IS | Tripartite Motif-Containing Protein 46 (TRIM46) IgG, Tissue Immunofluorescence, Serum | 103843-9 | Tripartite motif containing 46:PrThr:Pt:XXX:Ord:IF | Only orderable as part of a profile. For more information see: ENS2 / Encephalopathy, Autoimmune/Paraneoplastic Evaluation, DMS2 / Dementia, Autoimmune/Paraneoplastic Evaluation, Serum EPS2 / Epilepsy, Autoimmune/Paraneoplastic Evaluation, Serum MDS2 / Movement Disorder, Autoimmune/Paraneoplastic Evaluation, Serum MAS1 / Myelopathy, Autoimmune/Paraneoplastic Evaluation, Serum Indirect Immunofluorescence Assay (IFA)
T46TC | Tripartite Motif-Containing Protein 46 (TRIM46) IgG, Tissue Immunofluorescence Titer, Spinal Fluid | 105526-8 | Tripartite motif containing 46 Ab.IgG:Titr:Pt:CSF:SemiQn:IF | Only orderable as a reflex. For more information see: ENC2 / Encephalopathy, Autoimmune/Paraneoplastic Evaluation, Spinal Fluid DMC2 / Dementia, Autoimmune/Paraneoplastic Evaluation, Spinal Fluid EPC2 / Epilepsy, Autoimmune/Paraneoplastic Evaluation, Spinal Fluid MDC2 / Movement Disorder, Autoimmune/Paraneoplastic Evaluation, Spinal Fluid MAC1 / Myelopathy, Autoimmune/Paraneoplastic Evaluation, Spinal Fluid Indirect Immunofluorescence Assay (IFA)
T46TS | Tripartite Motif-Containing Protein 46 (TRIM46) IgG, Tissue Immunofluorescence Titer, Serum | 105527-6 | Tripartite motif containing 46 Ab.IgG:Titr:Pt:Ser/Plas:SemiQn:IF | Only orderable as a reflex. For more information see: ENS2 / Encephalopathy, Autoimmune/Paraneoplastic Evaluation, Serum DMS2 / Dementia, Autoimmune/Paraneoplastic Evaluation, Serum EPS2 / Epilepsy, Autoimmune/Paraneoplastic Evaluation, Serum MDS2 / Movement Disorder, Autoimmune/Paraneoplastic Evaluation, Serum MAS1 / Myelopathy, Autoimmune/Paraneoplastic Evaluation, Serum Indirect Immunofluorescence Assay (IFA)
T4BPE | Thyroxine-Binding Protein Electrophoresis, Serum | 48073-1 | Thyroxine binding globulin panel:MCnc:Pt:Ser/Plas:Qn:Electrophoresis | TBPE: Electrophoresis T4: Electrochemiluminescence Immunoassay (ECLIA)
T4FT4 | T4 (Thyroxine), Total and Free, Serum | 90224-7 | Thyroxine & Thyroxine.free panel:-:Pt:Ser/Plas:-: | Electrochemiluminescence Immunoassay
T790M | Cell-Free DNA EGFR T790M Mutation Analysis, Blood | 55769-4 | EGFR gene.c.2369C>T:PrThr:Pt:Bld/Tiss:Ord:Molgen | Droplet Digital Polymerase Chain Reaction (ddPCR)
T821Q | RUNX1-RUNX1T1 Translocation (8;21), Minimal Residual Disease Monitoring, Quantitative, Varies | 72207-4 | t(8;21)(q22;q22.3)(RUNX1T1,RUNX1) fusion transcript/control transcript:NRto:Pt:Bld/Tiss:Qn:Molgen | Quantitative Real-Time Reverse Transcription Polymerase Chain Reaction (qRT-PCR)
TAB | Thyroid Autoantibodies Profile, Serum | 87556-7 | Thyroglobulin & thyroperoxidase Ab panel:-:Pt:Ser/Plas:Qn: | Immunoenzymatic Assay
TABSU | Targeted Benzodiazepine Screen, Random, Urine | 94117-9 | Benzodiazepines panel:PrThr:Pt:Urine:Ord:Screen | Only orderable as part of profile. For more information see: -CSMPU / Controlled Substance Monitoring Panel, Random, Urine -ADMPU / Addiction Medicine Profile with Reflex, 22 Drug Classes, High Resolution Mass Spectrometry and Immunoassay Screen, Random, Urine -CSMEU / Controlled Substance Monitoring Enhanced Profile with Reflex, 21 Drug Classes, High Resolution Mass Spectrometry and Immunoassay Screen, Random, Urine -CSMTU / Controlled Substance Monitoring Targeted Profile, 17 Drug Classes, Mass Spectrometry, Random, Urine -TBSU / Targeted Benzodiazepine Screen, Random, Urine Liquid Chromatography Tandem Mass Spectrometry, High-Resolution Accurate Mass (LC-MS/MS HRAM)
TACPK | Tacrolimus, Peak, Blood | 59822-7 | Tacrolimus^4H post dose:MCnc:Pt:Bld:Qn: | Liquid Chromatography Tandem Mass Spectrometry (LC-MS/MS)
TAKRO | Tacrolimus, Blood | 77348-1 | Tacrolimus^trough:MCnc:Pt:Bld:Qn: | Liquid Chromatography Tandem Mass Spectrometry (LC-MS/MS)
TALAF | T-Cell Acute Lymphoblastic Leukemia/Lymphoma (ALL), FISH, Adult, Varies | 101663-3 | T-Cell acute lymphoblastic leukemia:Find:Pt:Bld/Tiss:Doc:FISH | Fluorescence In Situ Hybridization (FISH)
TALDO | Polyols, Quantitative, Urine | 74447-4 | Sugars and polyols panel:SRto:Pt:Urine:-: | Gas Chromatography Mass Spectrometry (GC-MS)
TAMIK | Amikacin, Trough, Serum | 3321-7 | Amikacin^trough:MCnc:Pt:Ser/Plas:Qn: | Kinetic Interaction of Microparticles in Solution (KIMS)
TAPEN | Tapentadol and Metabolite, Random, Urine | 101401-8 | Tapentadol & Nortapentadol panel:-:Pt:Urine:-: | Liquid Chromatography Tandem Mass Spectrometry (LC-MS/MS)
TARR | Tarragon, IgE, Serum | 11202-9 | Artemisia dracunculus Ab.IgE:ACnc:Pt:Ser:Qn: | Fluorescence Enzyme Immunoassay (FEIA)
TAU3 | TAU 3 Immunostain, Technical Component Only | Order only;no result |  | Immunohistochemistry (IHC)
TAU4 | TAU 4 Immunostain, Technical Component Only | Order only;no result |  | Immunohistochemistry (IHC)
TAUI | TAU Immunostain, Technical Component Only | Order only;no result |  | Immunohistochemistry (IHC)
TB1LN | Antimicrobial Susceptibility, Mycobacterium tuberculosis Complex, First Line, Varies | 29579-0 | Mycobacterial susceptibility panel:-:Pt:Isolate:OrdQn:Method for Slow-growing mycobacteria | Broth Dilution at Critical Drug Concentrations
TB2LN | Susceptibility, Mycobacterium tuberculosis Complex, Second Line, Varies | 29579-0 | Mycobacterial susceptibility panel:-:Pt:Isolate:OrdQn:Method for Slow-growing mycobacteria | Minimum Inhibitory Concentration (MIC) by Microtiter Broth Dilution Method
TBBS | Quantitative Lymphocyte Subsets: T, B, and Natural Killer (NK) Cells, Blood | 80721-4 | Lymphocyte T-cell & B-cell & Natural killer subsets panel:-:Pt:Bld:Qn: | Flow Cytometry
TBET | T-Box Expressed in T Cells (TBET) Immunostain, Technical Component Only | Order only;no result |  | Immunohistochemistry (IHC)
TBGI | Thyroxine-Binding Globulin (TBG), Serum | 3021-3 | Thyroxine binding globulin:MCnc:Pt:Ser/Plas:Qn: | Solid-Phase Chemiluminescent Assay
TBIDS | Culture Referred for Identification, Mycobacterium and Nocardia with Antimicrobial Susceptibility Testing, Varies | 543-9 | Mycobacterium sp:Prid:Pt:XXX:Nom:Organism specific culture | 16S rDNA Sequencing/Matrix-Assisted Laser Desorption Ionization Time-of-Flight Mass Spectrometry (MALDI TOF MS)/Rapid Polymerase Chain Reaction (PCR)
TBNK | Quantitative Lymphocyte Subsets: T, B, and NK, Blood | 80721-4 | Lymphocyte T-cell & B-cell & Natural killer subsets panel:-:Pt:Bld:Qn: | Flow Cytometry
TBNY | T, B and NK Lymphocyte Quantitation, New York, Blood | 80721-4 | Lymphocyte T-cell & B-cell & Natural killer subsets panel:-:Pt:Bld:Qn: | Fluorescent Flow Cytometry
TBPZA | Susceptibility, Mycobacterium tuberculosis Complex, Pyrazinamide, Varies | 56026-8 | Pyrazinamide 300.0 ug/mL:Susc:Pt:Isolate:OrdQn:Method for Slow-growing mycobacteria | Broth Dilution at Critical Drug Concentrations
TBSP | Mycobacterium tuberculosis Complex Species Identification, PCR, Varies | 94576-6 | Mycobacterium tuberculosis complex species identified:Prid:Pt:Isolate:Nom:Probe.amp.tar | Real-Time Polymerase Chain Reaction (PCR)
TBSU | Targeted Benzodiazepine Screen, Random, Urine | 94117-9 | Benzodiazepines panel:PrThr:Pt:Urine:Ord:Screen | Liquid Chromatography Tandem Mass Spectrometry, High-Resolution Accurate Mass (LC-MS/MS HRAM)
TCD4 | CD4 Count for Immune Monitoring, Blood | 80721-4 | Lymphocyte T-cell & B-cell & Natural killer subsets panel:-:Pt:Bld:Qn: | Flow Cytometry
TCL1A | T-Cell Leukemia/Lymphoma Protein 1A (TCL1A) Immunostain, Technical Component Only | Order only;no result |  | Immunohistochemistry (IHC)
TCP | T-Cell Subsets, Naive, Memory, and Activated, Blood | 96493-2 | T-cell naive & memory & activated subsets panel:-:Pt:Bld:Qn: | Flow Cytometry
TCPT | Trichophyton rubrum, IgE, Serum | 6860-1 | Trichophyton rubrum Ab.IgE:ACnc:Pt:Ser:Qn: | Fluorescence Enzyme Immunoassay (FEIA)
TCRB | T-Cell Receptor V-Beta Repertoire Analysis, Spectratyping, Blood | 21751-3 | TCRB gene rearrangements:Arb:Pt:Bld/Tiss:Ord:Molgen | Molecular TCR Vb-CDR3 Fragment Length Analysis
TCRF1 | T-Cell Receptor Beta (TCR Beta F1) Immunostain, Technical Component Only | Order only;no result |  | Immunohistochemistry (IHC)
TCRGD | T-Cell Receptor Delta Immunostain, Technical Component Only | Order only;no result |  | Immunohistochemistry (IHC)
TDP | Thiamine (Vitamin B1), Whole Blood | 32554-8 | Thiamine:SCnc:Pt:Bld:Qn: | Liquid Chromatography Tandem Mass Spectrometry (LC-MS/MS)
TDT | Terminal Deoxynucleotidyl Transferase (TdT) Immunostain, Technical Component Only | Order only;no result |  | Immunohistochemistry (IHC)
TEA | Tea, IgE, Serum | 6264-6 | Camellia sinensis Ab.IgE:ACnc:Pt:Ser:Qn: | Fluorescence Enzyme Immunoassay (FEIA)
TELDP | Telomere Biology Disorders Gene Panel, Varies | 35463-9 | Telomere analysis:Prid:Pt:Bld/Tiss:Nom: | Sequence Capture and Targeted Next-Generation Sequencing (NGS) followed by Polymerase Chain Reaction (PCR) and Sanger Sequencing
TERTD | TERT Promoter Mutation Analysis, Droplet Digital PCR, Tumor | 95778-7 | TERT gene promotor region targeted mutation analysis:Find:Pt:Tiss:Doc:Molgen | Droplet Digital Polymerase Chain Reaction (ddPCR)
TFE3F | Alveolar Soft Part Sarcoma (ASPS)/Renal Cell Carcinoma (RCC), Xp11.23 (TFE3), FISH, Tissue | 95779-5 | TFE3 gene rearrangements:Find:Pt:Tiss:Doc:FISH | Fluorescence In Situ Hybridization (FISH)
TFE3I | Transcription Factor E3 (TFE3) Immunostain, Technical Component Only | Order only;no result |  | Immunohistochemistry (IHC)
TFEBF | Renal Cell Carcinoma, 6p21.1 (TFEB) Rearrangement, FISH, Tissue | 95780-3 | TFEB gene rearrangements:Find:Pt:Tiss:Doc:FISH | Fluorescence In Situ Hybridization (FISH)
TFH | FH Mutation Analysis, Next-Generation Sequencing, Tumor | 49872-5 | FH gene targeted mutation analysis:Find:Pt:Bld/Tiss:Doc:Molgen | Sequence Capture Next-Generation Sequencing (NGS)
TFNAB | Thyroglobulin, Tumor Marker, Fine-Needle Aspiration Biopsy Needle Wash | 53922-1 | Thyroglobulin:MCnc:Pt:Tiss.FNA:Qn: | Immunoenzymatic Assay
TGAB | Thyroglobulin Antibody, Serum | 56536-6 | Thyroglobulin Ab:ACnc:Pt:Ser/Plas:Qn:IA | Immunoenzymatic Assay
TGABI | Thyroglobulin Antibody, Serum | 56536-6 | Thyroglobulin Ab:ACnc:Pt:Ser/Plas:Qn:IA | Only orderable as part of profile. For more information see IETG / Interference Evaluation Heterophile, Thyroglobulin Tumor Marker, Serum. Immunoenzymatic Assay
TGII | Thyroglobulin, Interference Interpretation | 101626-0 | Thyroglobulin heterophile Ab interference panel:-:Pt:Ser:-: | Only orderable as part of profile. For more information see IETG / Interference Evaluation Heterophile, Thyroglobulin Tumor Marker, Serum. Medical Interpretation
TGLBF | Triglycerides, Body Fluid | 12228-3 | Triglyceride:MCnc:Pt:Body fld:Qn: | Colorimetry
TGMS | Thyroglobulin Mass Spectrometry, Serum | 3013-0 | Thyroglobulin:MCnc:Pt:Ser/Plas:Qn: | Tryptic Protein Fragmentation, purified with Immunocapture, Analysis by Liquid Chromatography Tandem Mass Spectrometry (LC-MS/MS) (This service is performed pursuant to an agreement with SISCAPA Assay Technologies Inc. covering US Patent 7,632,686)
TGQN | Thyroglobulin, Tumor Marker, Serum | 96460-1 | Thyroglobulin^post thyroglobulin antibody neutralization:MCnc:Pt:Ser/Plas:Qn:IA | Only orderable as part of profile. For more information see IETG / Interference Evaluation Heterophile, Thyroglobulin Tumor Marker, Serum. Immunoenzymatic Assay
TGRP | Testosterone, Total and Free, Serum | 58952-3 | Testosterone free & total panel:MCnc:Pt:Ser/Plas:Qn: | FRTST: Equilibrium Dialysis/Liquid Chromatography Tandem Mass Spectrometry (LC-MS/MS) TTST: Liquid Chromatography Tandem Mass Spectrometry (LC-MS/MS)
THCCR | Delta 9-Carboxy-Tetrahydrocannabinol (THC-COOH) Confirmation and Creatinine Ratio, Random, Urine | 19055-3 | Carboxy tetrahydrocannabinol/Creatinine:MRto:Pt:Urine:Qn: | THCCU: Liquid Chromatography Tandem Mass Spectrometry (LC-MS/MS) CRETR: Enzymatic Colorimetric Assay
THCCU | Delta-9-Carboxy-Tetrahydrocannabinol Confirmation and Creatinine Ratio, Random, Urine | 19055-3 | Carboxy tetrahydrocannabinol/Creatinine:MRto:Pt:Urine:Qn: | Only orderable as part of a profile. For more information see THCCR / Delta 9-Carboxy-Tetrahydrocannabinol (THC-COOH) Confirmation and Creatinine Ratio, Random, Urine Liquid Chromatography Tandem Mass Spectrometry (LC-MS/MS)
THCG | Human Chorionic Gonadotropin (hCG), Quantitative, Pregnancy, Serum | 83086-9 | Choriogonadotropin:ACnc:Pt:Ser/Plas:Qn:IA | Electrochemiluminescent Immunoassay
THCM | 11-nor-Delta-9-Tetrahydrocannabinol-9-Carboxylic Acid (Carboxy-THC) Confirmation, Meconium | 69007-3 | Carboxy tetrahydrocannabinol:MCnt:Pt:Meconium:Qn:Confirm | Liquid Chromatography Tandem Mass Spectrometry (LC-MS/MS)
THCMX | 11-nor-Delta-9-Tetrahydrocannabinol-9-Carboxylic Acid (Carboxy-THC) Confirmation, Chain of Custody, Meconium | 69007-3 | Carboxy tetrahydrocannabinol:MCnt:Pt:Meconium:Qn:Confirm | Liquid Chromatography Tandem Mass Spectrometry (LC-MS/MS)
THCU | Delta-8 and Delta-9-Carboxy-Tetrahydrocannabinol (THC) Confirmation, Random, Urine | 20521-1 | Carboxy tetrahydrocannabinol:MCnc:Pt:Urine:Qn:Confirm | Liquid Chromatography Tandem Mass Spectrometry (LC-MS/MS)
THCX | Delta-8 and Delta-9-Carboxy-Tetrahydrocannabinol (THC) Confirmation, Chain of Custody, Random, Urine | 102114-6 | Natural cannabinoids panel:-:Pt:Urine:-: | Immunoassay/Liquid Chromatography Tandem Mass Spectrometry (LC-MS/MS)
THEO | Theophylline, Serum | 4049-3 | Theophylline:MCnc:Pt:Ser/Plas:Qn: | Kinetic Interaction of Microparticles in a Solution (KIMS)
THEV0 | Thalassemia Summary Interpretation, Blood | 14869-2 | Pathologist review:Imp:Pt:Bld:Nom:Pathologist comment | Only orderable as a reflex. For more information see THEV1 / Thalassemia and Hemoglobinopathy Evaluation, Blood and Serum. Medical Interpretation
THEVI | Hemoglobinopathy Interpretation | 14869-2 | Pathologist review:Imp:Pt:Bld:Nom:Pathologist comment | Only orderable as part of a profile. For more information see THEV1 / Thalassemia and Hemoglobinopathy Evaluation, Blood and Serum. Medical Interpretation
THIO | Thiopurine Metabolites, Whole Blood | 82869-9 | 6-Thioguanine & 6-methylmercaptopurine panel:-:Pt:RBC:-: | Liquid Chromatography Tandem Mass Spectrometry (LC-MS/MS)
THSCM | Thyroid Function Cascade, Serum | 11579-0 | Thyrotropin:ACnc:Pt:Ser/Plas:Qn:Detection limit | Electrochemiluminescent Immunoassay
THSD7 | Thrombospondin Type-1 Domain-Containing 7A Antibodies, Serum | 93339-0 | Thrombospondin type I domain-containing 7A Ab.IgG:PrThr:Pt:Ser/Plas:Ord:IF | Indirect Immunofluorescence Assay (IFA)
THSIF | Thrombospondin Type 1 Domain Containing 7A (THSD7A), Immunofluorescence | 101116-2 | Thrombospondin type I domain-containing 7A:PrThr:Pt:Tiss:Ord:IF | Direct Immunofluorescence (DIF)
THYM | Thyme, IgE, Serum | 7737-0 | Thymus vulgaris Ab.IgE:ACnc:Pt:Ser:Qn: | Fluorescence Enzyme Immunoassay (FEIA)
THYR | Thyroglobulin Immunostain, Technical Component Only | Order only;no result |  | Immunohistochemistry (IHC)
THYRO | Thyrotropin Receptor Antibody, Serum | 5385-0 | Thyrotropin receptor Ab:ACnc:Pt:Ser:Qn: | Electrochemiluminescence Immunoassay
TIA1 | T-Cell Intracellular Antigen 1 (TIA-1) Immunostain, Technical Component Only | Order only;no result |  | Immunohistochemistry (IHC)
TIBC | Total Iron Binding Capacity, Serum | 2500-7 | Iron binding capacity:MCnc:Pt:Ser/Plas:Qn: | Only orderable as part of profile. For more information see SFEC / Iron and Total Iron Binding Capacity, Serum Turbidity/Calculation
TICKS | Tick-Borne Disease Antibodies Panel, Serum | 87547-6 | Borrelia burgdorferi Ab & Anaplasma phagocytophilum & Babesia microti & Ehrlichia chaffeensis Ab.IgG panel:-:Pt:Ser:-: | EHRC, ANAP, BABG: Immunofluorescence Assay (IFA) LYME: Enzyme-Linked Immunosorbent Assay (ELISA)
TIKLB | Tick-Borne Panel, Molecular Detection, PCR, Blood | 101647-6 | Ehrlichiosis & Anaplasmosis & Babesiosis & Borrelia miyamotoi DNA panel:-:Pt:Ser/Plas/Bld:-:Probe.amp.tar | Real-Time Polymerase Chain Reaction (PCR)/DNA Probe Hybridization
TILAP | Tilapia, IgE, Serum | 32572-0 | Tilapia Ab.IgE:ACnc:Pt:Ser:Qn: | Fluorescence Enzyme Immunoassay (FEIA)
TIMG | Timothy Grass, IgE, Serum | 6265-3 | Phleum pratense Ab.IgE:ACnc:Pt:Ser:Qn: | Fluorescence Enzyme Immunoassay (FEIA)
TIS | Titanium, Serum | 8244-6 | Titanium:MCnc:Pt:Ser/Plas:Qn: | Triple-Quadrupole Inductively Coupled Plasma Mass Spectrometry (ICP-MS)
TIU24 | Titanium, 24 Hour, Urine | 29929-7 | Titanium:MRat:24H:Urine:Qn: | Triple-Quadrupole Inductively Coupled Plasma-Mass Spectrometry (ICP-MS/MS)
TIUCR | Titanium/Creatinine Ratio, Random, Urine | 104656-4 | Titanium/Creatinine:MRto:Pt:Urine:Qn: | TICU: Triple-Quadrupole Inductively Coupled Plasma-Mass Spectrometry (ICP-MS/MS) CRTFR: Enzymatic Colorimetric Assay
TIWB | Titanium, Blood | 59753-4 | Titanium:MCnc:Pt:Bld:Qn: | Triple-Quadrupole Inductively Coupled Plasma Mass Spectrometry (ICP-MS/MS)
TLB | Thallium, Blood | 5743-0 | Thallium:MCnc:Pt:Bld:Qn: | Inductively Coupled Plasma Mass Spectrometry (ICP-MS)
TLCU | Immunoglobulin Total Light Chains, Urine | 44792-0 | Immunoglobulin light chains panel:-:Pt:Urine:Qn: | KTLCU, LTLCU: Nephelometry
TLE1 | TLE-1 Immunostain, Technical Component Only | Order only;no result |  | Immunohistochemistry (IHC)
TLPDF | T-Cell Lymphoma, Diagnostic FISH, Varies | 101682-3 | T-cell lymphoma:Find:Pt:Bld/Tiss:Doc:FISH | Fluorescence In Situ Hybridization (FISH)
TLPMF | T-Cell Lymphoma, Specified FISH, Varies | 101682-3 | T-cell lymphoma:Find:Pt:Bld/Tiss:Doc:FISH | Fluorescence In Situ Hybridization (FISH)
TLTE4 | Leukotriene E4, 24 Hour, Urine | 101115-4 | Leukotriene E4/Creatinine:MRto:24H:Urine:Qn: | LTE4T: Liquid Chromatography Tandem Mass Spectrometry (LC-MS/MS) CRT2F: Enzymatic Colorimetric Assay
TLU | Thallium, 24 Hour, Urine | 5746-3 | Thallium:MRat:24H:Urine:Qn: | Inductively Coupled Plasma Mass Spectrometry (ICP-MS)
TLUCR | Thallium/Creatinine Ratio, Random, Urine | 13469-2 | Thallium/Creatinine:MRto:Pt:Urine:Qn: | TLUC: Inductively Coupled Plasma Mass Spectrometry (ICP-MS) CRETR: Enzymatic Colorimetric Assay
TLYM | T-Cell Lymphoma, FISH, Tissue | 101682-3 | T-cell lymphoma:Find:Pt:Bld/Tiss:Doc:FISH | Fluorescence In Situ Hybridization (FISH)
TLYME | Lyme IgM and IgG, Whole Cell Sonicate, ELISA, Serum | 34942-3 | Borrelia burgdorferi Ab.IgG & IgM panel:-:Pt:Ser:Qn: | Enzyme-Linked Immunosorbent Assay (ELISA)
TMP | Trimethoprim, Serum | 11005-6 | Trimethoprim:MCnc:Pt:Ser/Plas:Qn: | Liquid Chromatography Tandem Mass Spectrometry (LC-MS/MS)
TMSI | Microsatellite Instability, Tumor | 81711-4 | Microsatellite instability marker panel:-:Pt:Cancer specimen:-: | Polymerase Chain Reaction (PCR)
TOBPA | Tobramycin, Peak, Serum | 4057-6 | Tobramycin^peak:MCnc:Pt:Ser/Plas:Qn: | Immunoassay
TOBRA | Tobramycin, Random, Serum | 35670-9 | Tobramycin:MCnc:Pt:Ser/Plas:Qn: | Immunoassay
TOBTA | Tobramycin, Trough, Serum | 4059-2 | Tobramycin^trough:MCnc:Pt:Ser/Plas:Qn: | Immunoassay
TOMA | Tomato, IgE, Serum | 6266-1 | Lycopersicon lycopersicum Ab.IgE:ACnc:Pt:Ser:Qn: | Fluorescence Enzyme Immunoassay (FEIA)
TOPI | Topiramate, Serum | 17713-9 | Topiramate:MCnc:Pt:Ser/Plas:Qn: | Liquid Chromatography Tandem Mass Spectrometry (LC-MS/MS)
TOPSU | Targeted Opioid Screen, Random, Urine | 95796-9 | Opioids panel:-:Pt:Urine:-:Screen | Only orderable as part of profile. For more information see: -CSMPU / Controlled Substance Monitoring Panel, Random, Urine -ADMPU / Addiction Medicine Profile with Reflex, 22 Drug Classes, High Resolution Mass Spectrometry and Immunoassay Screen, Random, Urine -CSMEU / Controlled Substance Monitoring Enhanced Profile with Reflex, 21 Drug Classes, High Resolution Mass Spectrometry and Immunoassay Screen, Random, Urine -CSMTU / Controlled Substance Monitoring Targeted Profile, 17 Drug Classes, Mass Spectrometry, Random, Urine -TOSU / Targeted Opioid Screen, Random, Urine Liquid Chromatography Tandem Mass Spectrometry, High-Resolution Accurate Mass (LC-MS/MS HRAM)
TOSU | Targeted Opioid Screen, Random, Urine | 95796-9 | Opioids panel:-:Pt:Urine:-:Screen | Liquid Chromatography Tandem Mass Spectrometry, High-Resolution Accurate Mass (LC-MS/MS HRAM)
TOXB | Toxoplasma gondii, Molecular Detection, PCR, Blood | 16279-2 | Toxoplasma gondii DNA:PrThr:Pt:Bld:Ord:Probe.amp.tar | Polymerase Chain Reaction (PCR)/DNA Probe Hybridization
TOXCG | Toxocara Antibody, IgG, Serum | 40674-4 | Toxocara canis Ab.IgG:PrThr:Pt:Ser:Ord:IA | Enzyme-Linked Immunosorbent Assay (ELISA)
TOXGP | Toxoplasma gondii Antibody, IgG, Serum | 88746-3 | Toxoplasma gondii Ab.IgG & IgM panel:-:Pt:Ser/Plas:-:IA | Multiplex Flow Immunoassay (MFI)
TOXO | Toxoplasma Immunostain, Technical Component Only | Order only;no result |  | Immunohistochemistry (IHC)
TP | Protein, Total, Serum | 2885-2 | Protein:MCnc:Pt:Ser/Plas:Qn: | Colorimetric, Biuret
TP53 | TP53 Mutation Analysis, Next-Generation Sequencing, Tumor | 103680-5 | TP53 gene full mutation analysis:Find:Pt:Bld/Tiss:Doc:Molgen | Sequence Capture and Targeted Next-Generation Sequencing (NGS)
TPBF | Protein, Total, Body Fluid | 2881-1 | Protein:MCnc:Pt:Body fld:Qn: | Colorimetric
TPDPC | Physician Interpretation, Diagnostic, Varies | 59465-5 | Pathologist review:Imp:Pt:XXX:Nar:
TPI1 | Triosephosphate Isomerase Enzyme Activity, Blood | 44054-5 | Triosephosphate isomerase:CCnt:Pt:RBC:Qn: | Kinetic Spectrophotometry (KS)
TPIC | Triosephosphate Isomerase Enzyme Activity, Blood | 44054-5 | Triosephosphate isomerase:CCnt:Pt:RBC:Qn: | Only available as part of a profile. For more information see: -HAEV1 / Hemolytic Anemia Evaluation, Blood -EEEV1 / Red Blood Cell (RBC) Enzyme Evaluation, Blood Kinetic Spectrophotometry
TPIT | T-PIT Immunostain, Technical Component Only | Order only;no result |  | Immunohistochemistry (IHC)
TPMT3 | Thiopurine Methyltransferase Activity Profile, Erythrocytes | 91139-6 | Thiopurine methyltransferase activity panel:-:Pt:RBC:-: | Liquid Chromatography Tandem Mass Spectrometry (LC-MS/MS)
TPNUQ | Thiopurine Methyltransferase (TPMT) and Nudix Hydrolase (NUDT15) Genotyping, Varies | 93193-1 | TPMT gene & NUDT15 gene targeted mutation analysis:Find:Pt:Bld/Tiss:Doc:Molgen | Real-Time Polymerase Chain Reaction (PCR) With Allelic Discrimination Analysis
TPO | Thyroperoxidase Antibodies, Serum | 8099-4 | Thyroperoxidase Ab:ACnc:Pt:Ser/Plas:Qn: | Chemiluminometric Immunoassay
TPPA | Syphilis Antibody, Treponema pallidum Particle Agglutination, Serum | 24312-1 | Treponema pallidum Ab:PrThr:Pt:Ser:Ord:Aggl | Particle Agglutination
TPRPD | ThinPrep Diagnostic, Varies | 47527-7 | Cytology report:Find:Pt:Cvx/Vag:Doc:Cyto stain.thin prep | ThinPrep Pap Cytology Screening by Light Microscopy
TPRPS | ThinPrep Screen, Varies | 47527-7 | Cytology report:Find:Pt:Cvx/Vag:Doc:Cyto stain.thin prep | ThinPrep Pap Cytology Screening by Light Microscopy
TPSF | Protein, Total, Spinal Fluid | 2880-3 | Protein:MCnc:Pt:CSF:Qn: | Reflectance Spectrophotometry
TPSPC | Physician Interpretation Screen, Varies | 59465-5 | Pathologist review:Imp:Pt:XXX:Nar:
TQ10 | Coenzyme Q10, Total, Plasma | 27923-2 | Ubiquinone 10:MCnc:Pt:Ser/Plas:Qn: | High-Performance Liquid Chromatography (HPLC) with Electrochemical Detection
TRAM | Tramadol and Metabolite, Random, Urine | 100734-3 | traMADol & metabolites panel:-:Pt:Urine:-:Confirm | Liquid Chromatography-Tandem Mass Spectrometry (LC-MS/MS)
TRAP | Tartrate-Resistant Acid Phosphatase (TRAP) Immunostain, Technical Component Only | Order only;no result |  | Immunohistochemistry (IHC)
TRCHG | ToRCH Profile IgG, Serum | 102088-2 | Torch Ab.IgG panel:-:Pt:Ser:-: | Multiplex Flow Immunoassay (MFI)
TRCNG | Trichinella Antibody, IgG, Serum | 6563-1 | Trichinella spiralis Ab.IgG:PrThr:Pt:Ser:Ord:IA | Enzyme-Linked Immunosorbent Assay (ELISA)
TREE1 | Tree Panel #1, Serum | 30184-6 | (Acer negundo+Betula verrucosa+Quercus alba+Ulmus americana+Juglans californica) Ab.IgE:ACnc:Pt:Ser:Qn:Multidisk | Fluorescence Enzyme Immunoassay (FEIA)
TREE3 | Tree Panel #3, Serum | 69959-5 | (Alnus incana+Corylus avellana+Ulmus americana+Salix caprea+Populus deltoides) Ab.IgE:ACnc:Pt:Ser:Qn:Multidisk | Fluorescence Enzyme Immunoassay (FEIA)
TREE4 | Tree Panel #4, Serum | 30182-0 | (Olea europaea+Salix caprea+Pinus strobus+Eucalyptus spp+Acacia longifolia+Melaleuca leucadendron) Ab.IgE:ACnc:Pt:Ser:Qn:Multidisk | Fluorescence Enzyme Immunoassay (FEIA)
TREGS | T-Cell Subsets, Regulatory (Tregs), Blood | 90413-6 | T-cell regulatory subsets panel:-:Pt:Bld:-: | Flow Cytometry
TRIG1 | Triglycerides, Serum | 2571-8 | Triglyceride:MCnc:Pt:Ser/Plas:Qn: | Enzymatic Colorimetric
TRIGC | Triglycerides, CDC, Serum | 2571-8 | Triglyceride:MCnc:Pt:Ser/Plas:Qn: | Only orderable as part of a profile. For more information see LMPP / Lipoprotein Metabolism Profile, Serum. Enzymatic Colorimetric
TRK | Tropomyosin Receptor Kinase (TRK) Immunostain, Technical Component Only | Order only;no result |  | Immunohistochemistry (IHC)
TRMP | Trimipramine, Serum | 4083-2 | Trimipramine:MCnc:Pt:Ser/Plas:Qn: | Liquid Chromatography Tandem Mass Spectrometry (LC-MS/MS)
TROP2 | Trophoblast Antigen 2 (TROP2) Immunostain, Semi-Quantitative Immunohistochemistry, Manual | 105178-8 | Invasive Trophoblast Ag:PrThr:Pt:Tissue:Ord:Immune stain | Immunohistochemistry (IHC)
TROT | Trout, IgE, Serum | 6268-7 | Oncorhynchus mykiss Ab.IgE:ACnc:Pt:Ser:Qn: | Fluorescence Enzyme Immunoassay (FEIA)
TRPS | Troponin T, 5th Generation, Plasma | 67151-1 | Troponin T.cardiac:MCnc:Pt:Ser/Plas:Qn:High sensitivity | Electrochemiluminescent Immunoassay (ECLIA)
TRPS1 | Trichorhinophalangeal syndrome type 1 (TRPS1) Immunostain, Technical Component Only | Bill only; no result |  | Immunohistochemistry (IHC)
TRPTS | Tryptase Immunostain, Technical Component Only | Order only;no result |  | Immunohistochemistry (IHC)
TRSF | Transferrin, Serum | 3034-6 | Transferrin:MCnc:Pt:Ser/Plas:Qn: | Immunoturbidimetric Assay
TRVI | Trichoderma viride, IgE, Serum | 6267-9 | Trichoderma viride Ab.IgE:ACnc:Pt:Ser:Qn: | Fluorescence Enzyme Immunoassay (FEIA)
TRYPA | Tryptase, Autopsy, Serum | 21582-2 | Tryptase:MCnc:Pt:Ser/Plas:Qn: | Fluorescence Enzyme Immunoassay (FEIA)
TRYPI | Tyrophagus putrescentiae, IgE, Serum | 6256-2 | Tyrophagus putrescentiae Ab.IgE:ACnc:Pt:Ser:Qn: | Fluorescence Enzyme Immunoassay (FEIA)
TRYPN | Trypsin Immunostain, Technical Component Only | Order only;no result |  | Immunohistochemistry (IHC)
TRYPP | Tryptophan, Plasma | 20659-9 | Tryptophan:SCnc:Pt:Ser/Plas:Qn: | Liquid Chromatography Tandem Mass Spectrometry (LC-MS/MS)
TRYPT | Tryptase, Serum | 21582-2 | Tryptase:MCnc:Pt:Ser/Plas:Qn: | Fluorescence Enzyme Immunoassay (FEIA)
TRYPU | Tryptophan, Random, Urine | 28608-8 | Tryptophan/Creatinine:Ratio:Pt:Urine:Qn: | Liquid Chromatography Tandem Mass Spectrometry (LC-MS/MS)
TSCP | Tuberous Sclerosis Gene Panel, Varies | 34650-2 | TSC gene targeted mutation analysis:Find:Pt:Bld/Tiss:Doc:Molgen | Sequence Capture and Targeted Next-Generation Sequencing followed by Polymerase Chain Reaction (PCR) and Sanger Sequencing.
TSH | Thyroid-Stimulating Hormone (TSH), Beta Immunostain, Technical Component Only | Order only;no result |  | Immunohistochemistry (IHC)
TSI | Thyroid-Stimulating Immunoglobulin, Serum | 30567-2 | Thyroid stimulating immunoglobulins:ACnc:Pt:Ser:Qn: | Recombinant Bioassay
TSPU | Targeted Stimulant Screen, Random, Urine | 99107-5 | Stimulants drug panel:-:Pt:Urine:-:Screen | Liquid Chromatography Tandem Mass Spectrometry, High-Resolution Accurate Mass (LC-MS/MS HRAM)
TSTGP | Tissue Transglutaminase Antibodies, IgA and IgG Profile, Serum | 35681-6 | Tissue transglutaminase Ab panel:-:Pt:Ser:Qn: | Enzyme-Linked Immunosorbent Assay (ELISA)
TSTIM | Targeted Stimulant Screen, Random, Urine | 99107-5 | Stimulants drug panel:-:Pt:Urine:-:Screen | Only orderable as part of profile. For more information see: -CSMPU / Controlled Substance Monitoring Panel, Random, Urine -ADMPU / Addiction Medicine Profile with Reflex, 22 Drug Classes, High Resolution Mass Spectrometry and Immunoassay Screen, Random, Urine -CSMEU / Controlled Substance Monitoring Enhanced Profile with Reflex, 21 Drug Classes, High Resolution Mass Spectrometry and Immunoassay Screen, Random, Urine -CSMTU / Controlled Substance Monitoring Targeted Profile, 17 Drug Classes, Mass Spectrometry, Random, Urine -TSPU / Targeted Stimulant Screen, Random, Urine Liquid Chromatography Tandem Mass Spectrometry, High-Resolution Accurate Mass (LC-MS/MS HRAM)
TTBS | Testosterone, Total and Bioavailable, Serum | 58716-2 | Testosterone.free+weakly bound & total panel:-:Pt:Ser/Plas:-: | TTST: Liquid Chromatography Tandem Mass Spectrometry (LC-MS/MS) BATS: Differential Precipitation/Liquid Chromatography Tandem Mass Spectrometry (LC-MS/MS)
TTF40 | TTF41 (SPT24) + p40 Immunostain, Technical Component Only | Order only;no result |  | Immunohistochemistry (IHC)
TTF8G | Thyroid Transcription Factor (8G7G3/1) Immunostain, Technical Component Only | Order only;no result |  | Immunohistochemistry (IHC)
TTFB | Testosterone, Total, Bioavailable, and Free, Serum | 58716-2 | Testosterone.free+weakly bound & total panel:-:Pt:Ser/Plas:-: | FRTST: Equilibrium Dialysis/Liquid Chromatography Tandem Mass Spectrometry (LC-MS/MS) TTST: Liquid Chromatography Tandem Mass Spectrometry (LC-MS/MS) BATS: Differential Precipitation/Liquid Chromatography Tandem Mass Spectrometry (LC-MS/MS)
TTFK5 | Thyroid Transcription Factor 1 (TTF1) (SPT24) and Keratin 5 (KRT5) Immunostain, Technical Component Only | Order only;no result |  | Immunohistochemistry (IHC)
TTFSP | Thyroid Transcription Factor (SPT24) Immunostain, Technical Component Only | Order only;no result |  | Immunohistochemistry (IHC)
TTGA | Tissue Transglutaminase Antibody, IgA, Serum | 46128-5 | Tissue transglutaminase Ab.IgA:ACnc:Pt:Ser:Qn:IA | Enzyme-Linked Immunosorbent Assay (ELISA)
TTGG | Tissue Transglutaminase Antibody, IgG, Serum | 56537-4 | Tissue transglutaminase Ab.IgG:ACnc:Pt:Ser:Qn:IA | Enzyme-Linked Immunosorbent Assay (ELISA)
TTIGS | Tetanus Toxoid IgG Antibody, Serum | 53935-3 | Clostridium tetani toxoid Ab.IgG:ACnc:Pt:Ser/Plas:Qn:IA | Enzyme Immunoassay (EIA)
TTRX | Amyloidosis, Transthyretin-Associated Familial, Reflex, Blood | 94864-6 | Transthyretin-associated familial amyloidosis panel:-:Pt:Bld:-: | Affinity Chromatography/Mass Spectrometry (MS)
TTRZ | TTR Gene, Full Gene Analysis, Varies | 94225-0 | TTR gene full mutation analysis:Find:Pt:Bld/Tiss:Doc:Sequencing | Sequence Capture and Targeted Next-Generation Sequencing followed by Polymerase Chain Reaction (PCR) and Sanger Sequencing
TTSC | Thrombin Time (Bovine), Plasma | 46717-5 | Coagulation thrombin induced.factor substitution^immediately after addition of bovine thrombin:Time:Pt:PPP:Qn:Coag | Optical Clot-Based
TTST | Testosterone, Total, Mass Spectrometry, Serum | 2986-8 | Testosterone:MCnc:Pt:Ser/Plas:Qn: | Liquid Chromatography Tandem Mass Spectrometry (LC-MS/MS)
TULAB | Francisella tularensis Antibody, IgM and IgG, ELISA, Serum | 93715-1 | Francisella tularensis Ab.IgG & IgM panel:-:Pt:Ser:-: | Enzyme-Linked Immunosorbent Assay (ELISA)
TULG | Francisella tularensis Antibody, IgG, ELISA, Serum | 93717-7 | Francisella tularensis Ab.IgG:PrThr:Pt:Ser:Ord:IA | Only orderable as part of a profile. For more information see TULAB / Francisella tularensis Antibody, IgM and IgG, ELISA, Serum. Enzyme-Linked Immunosorbent Assay (ELISA)
TULI | Francisella tularensis Antibody, IgM and IgG, Technical Interpretation, Serum | 93718-5 | Francisella tularensis Ab.IgG & IgM:Imp:Pt:Ser:Nom: | Only orderable as part of a profile. For more information see TULAB / Francisella tularensis Antibody, IgM and IgG, ELISA, Serum. Technical Interpretation
TULM | Francisella tularensis Antibody, IgM, ELISA, Serum | 93716-9 | Francisella tularensis Ab.IgM:PrThr:Pt:Ser:Ord:IA | Only orderable as part of a profile. For more information see TULAB / Francisella tularensis Antibody, IgM and IgG, ELISA, Serum. Enzyme-Linked Immunosorbent Assay (ELISA)
TUNA | Tuna, IgE, Serum | 6270-3 | Thunnus albacares Ab.IgE:ACnc:Pt:Ser:Qn: | Fluorescence Enzyme Immunoassay (FEIA)
TURK | Turkey, IgE, Serum | 6271-1 | Turkey meat Ab.IgE:ACnc:Pt:Ser:Qn: | Fluorescence Enzyme Immunoassay (FEIA)
TURKF | Turkey Feathers, IgE, Serum | 7753-7 | Turkey feather Ab.IgE:ACnc:Pt:Ser:Qn: | Fluorescence Enzyme Immunoassay (FEIA)
TVRNA | Trichomonas vaginalis, Nucleic Acid Amplification, Varies | 46154-1 | Trichomonas vaginalis rRNA:PrThr:Pt:XXX:Ord:Probe.amp.tar | Transcription-Mediated Amplification
TWRP | Tropheryma whipplei, Molecular Detection, PCR, Varies | 97206-7 | Tropheryma whipplei DNA:PrThr:Pt:XXX:Ord:Non-probe.amp.tar | Real-Time Polymerase Chain Reaction (PCR)
TXM | Toxoplasma gondii Antibody, IgM, Serum | 40678-5 | Toxoplasma gondii Ab.IgM:PrThr:Pt:Ser/Plas:Ord:IA | Multiplex Flow Immunoassay (MFI)
TXMGP | Toxoplasma gondii Antibody, IgM and IgG, Serum | 88746-3 | Toxoplasma gondii Ab.IgG & IgM panel:-:Pt:Ser/Plas:-:IA | Multiplex Flow Immunoassay (MFI)
TYRBS | Tyrosinemia Follow Up Panel, Blood Spot | 94573-3 | Tyrosinemia newborn screening follow-up & therapeutic monitoring panel:-:Pt:Bld.dot:Qn: | Liquid Chromatography Tandem Mass Spectrometry (LC-MS/MS)
TYRGP | Tyrosine Disorders Gene Panel, Varies | 105266-1 | Tyrosine disorders multigene analysis:Find:Pt:Bld/Tiss:Doc:Molgen | Sequence Capture and Targeted Next-Generation Sequencing followed by Polymerase Chain Reaction (PCR) and Sanger Sequencing.
TYROS | Tyrosinase (TYROS) Immunostain, Technical Component Only | Order only;no result |  | Immunohistochemistry (IHC)
TYRSC | Tyrosinemia Follow-Up Panel, Self-Collect, Blood Spot | 94573-3 | Tyrosinemia newborn screening follow-up & therapeutic monitoring panel:-:Pt:Bld.dot:Qn: | Liquid Chromatography Tandem Mass Spectrometry (LC-MS/MS)
U1A1Q | UDP-Glucuronosyltransferase 1A1 TA Repeat Genotype, UGT1A1, Varies | 34509-0 | UGT1A1 gene targeted mutation analysis:Find:Pt:Bld/Tiss:Doc:Molgen | Real-Time Polymerase Chain Reaction (PCR) with Allelic Discrimination Analysis
UBA1Q | UBA1 Mutation Quantitative Detection, VEXAS syndrome, Droplet Digital PCR, Varies | 104268-8 | UBA1 gene mutation:Find:Pt:XXX:Doc:Molgen | Droplet Digital Polymerase Chain Reaction
UBIQ | Ubiquitin (UBIQ) Immunostain, Technical Component Only | Order only;no result |  | Immunohistochemistry (IHC)
UBKQN | BK Virus DNA Detection and Quantification, Random, Urine | 32285-9 | BK virus DNA:ACnc:Pt:Urine:Qn:Probe.amp.tar | Real-Time Polymerase Chain Reaction (RT-PCR)
UBT | Helicobacter pylori Breath Test | 29891-9 | Carbon dioxide^post dose urea:PrThr:Pt:Exhl gas:Ord: | Qualitative Spectrophotometry
UCDP | Urea Cycle Disorders Gene Panel, Varies | 105267-9 | Urea cycle disorders multigene analysis:Find:Pt:Bld/Tiss:Doc:Molgen | Sequence Capture and Targeted Next-Generation Sequencing (NGS) followed by Polymerase Chain Reaction (PCR) and Sanger Sequencing
UE3 | Estriol, Unconjugated, Serum | 2250-9 | Estriol.unconjugated:MCnc:Pt:Ser/Plas:Qn: | Immunoenzymatic Assay
UEBF | Urea Nitrogen, Body Fluid | 3093-2 | Urea nitrogen:MCnc:Pt:Body fld:Qn: | Photometric
UGTFZ | UDP-Glucuronosyltransferase 1A1 (UGT1A1), Full Gene Sequencing, Varies | 93844-9 | UGT1A1 gene full mutation analysis:Find:Pt:Bld/Tiss:Doc:Sequencing | Polymerase Chain Reaction (PCR) followed by DNA Sequence Analysis
UHBAG | Histoplasma and Blastomyces Antigen, Enzyme Immunoassay, Urine | 105123-4 | Histoplasma capsulatum+Blastomyces dermatitidis Ag panel:-:Pt:Urine:-:IA | Enzyme Immunoassay (EIA)
UHSD2 | Hemosiderin, Random, Urine | 4644-1 | Hemosiderin:PrThr:Pt:Urine:Ord: | Rous Method
UIOD | Iodine, 24 Hour, Urine | 2492-7 | Iodine:MRat:24H:Urine:Qn: | Inductively Coupled Plasma Mass Spectrometry (ICP-MS)
ULCH | Ulocladium chartarum, IgE, Serum | 11204-5 | Ulocladium chartarum Ab.IgE:ACnc:Pt:Ser:Qn: | Fluorescence Enzyme Immunoassay (FEIA)
ULFA | Cryptococcus Antigen Screen, Lateral Flow Assay, Random, Urine | 16693-4 | Cryptococcus sp Ag:PrThr:Pt:Urine:Ord: | Lateral Flow Assay (LFA)
ULFAT | Cryptococcus Antigen Titer, Lateral Flow Assay, Urine | 93766-4 | Cryptococcus sp Ag:Titr:Pt:Urine:SemiQn:IA.rapid | Only orderable as a reflex. For more information see ULFA / Cryptococcus Antigen Screen, Lateral Flow Assay, Random, Urine. Lateral Flow Assay (LFA)
UNHB | Hemoglobin Stability, Blood | 4639-1 | Hemoglobin.unstable:PrThr:Pt:RBC:Ord: | Only orderable as part of a profile or as a reflex. For more information see HAEVP / Hemolytic Anemia Evaluation; or HBELC / Hemoglobin Electrophoresis Cascade, Blood; or THEVP / Thalassemia and Hemoglobinopathy Evaluation; or REVE / Erthrocytosis Evaluation; or MEVP / Methemoglobinemia Evaluation.
UNIPD | Uniparental Disomy, Varies | 36917-3 | Chromosome uniparental disomy:Prid:Pt:Bld/Tiss:Nar:Molgen | Polymerase Chain Reaction (PCR)/Microsatellite markers
UOSMS | Osmolality, Serum | 2692-2 | Osmolality:Osmol:Pt:Ser/Plas:Qn: | Freezing Point Depression
UOSMU | Osmolality, Random, Urine | 2695-5 | Osmolality:Osmol:Pt:Urine:Qn: | Freezing Point Depression
UPGC | Uroporphyrinogen III Synthase (Co-Synthase), Erythrocytes | 11066-8 | Uroporphyrinogen III synthase:CCnc:Pt:RBC:Qn: | High-Performance Liquid Chromatography (HPLC)
UPGD | Uroporphyrinogen Decarboxylase, Whole Blood | 49596-0 | Uroporphyrinogen decarboxylase:ACnc:Pt:RBC:Qn: | High-Performance Liquid Chromatography (HPLC)/Incubation of Lysed Erythrocytes
UPGDW | Uroporphyrinogen Decarboxylase, Washed Erythrocytes | 49596-0 | Uroporphyrinogen decarboxylase:ACnc:Pt:RBC:Qn: | High-Performance Liquid Chromatography (HPLC)/Incubation of Lysed Erythrocytes
UPH24 | pH, 24 Hour, Urine | 27378-9 | pH:LsCnc:24H:Urine:SemiQn: | pH Meter
UPHB | pH, Body Fluid | 2748-2 | pH:LsCnc:Pt:Body fld:SemiQn: | pH Meter
URAU | Urea, 24 Hour, Urine | 48999-7 | Urea:MRat:24H:Urine:Qn: | Kinetic Ultraviolet Assay
URBRP | Ureaplasma species, Molecular Detection, PCR, Blood | 69934-8 | Ureaplasma urealyticum+Ureaplasma parvum DNA:PrThr:Pt:XXX:Ord:Probe.amp.tar | Real-Time Polymerase Chain Reaction (PCR) using LightCycler and Fluorescent Resonance Energy Transfer (FRET)
URCON | Urea, Random, Urine | 3092-4 | Urea:MCnc:Pt:Urine:Qn: | Kinetic Ultraviolet Assay
URCU | Uric Acid, 24 Hour, Urine | 3087-4 | Urate:MRat:24H:Urine:Qn: | Uricase
UREDF | Reducing Substance, Feces | 11060-1 | Reducing substances:PrThr:Pt:Stool:Ord: | Benedict's Copper Reduction Reaction
URIC | Uric Acid, Serum | 3084-1 | Urate:MCnc:Pt:Ser/Plas:Qn: | Photometric, Uricase/Quinone-Imine Dye Formation
URPRP | Ureaplasma species, Molecular Detection, PCR, Plasma | 69934-8 | Ureaplasma urealyticum+Ureaplasma parvum DNA:PrThr:Pt:XXX:Ord:Probe.amp.tar | Real-Time Polymerase Chain Reaction (PCR) using LightCycler and Fluorescent Resonance Energy Transfer (FRET)
URRP | Ureaplasma species, Molecular Detection, PCR, Varies | 69934-8 | Ureaplasma urealyticum+Ureaplasma parvum DNA:PrThr:Pt:XXX:Ord:Probe.amp.tar | Real-Time Polymerase Chain Reaction (PCR) using LightCycler and Fluorescent Resonance Energy Transfer (FRET)
USNU | Ustilago nuda, Mold Grain Rust, IgE, Serum | 46721-7 | Ustilago nuda Ab.IgE:ACnc:Pt:Ser:Qn: | Fluorescence Enzyme Immunoassay (FEIA)
USPF | USP6 (17p13), Aneurysmal Bone Cyst and Nodular Fasciitis, FISH, Tissue | 101635-1 | USP6 gene rearrangements:Find:Pt:Bld/Tiss:Doc:FISH | Fluorescence In Situ Hybridization (FISH)
VALPA | Valproic Acid, Total, Serum | 4086-5 | Valproate:MCnc:Pt:Ser/Plas:Qn: | Immunoassay
VALPF | Valproic Acid, Free, Serum | 4087-3 | Valproate.free:MCnc:Pt:Ser/Plas:Qn: | Ultrafiltration Followed by Immunoassay
VALPG | Valproic Acid, Free and Total, Serum | 57775-9 | Valproate.free & Valproate panel:-:Pt:Ser/Plas:Qn: | VALPA: Immunoassay VALPF: Ultrafiltration Followed by Immunoassay
VANIL | Vanilla, IgE, Serum | 7756-0 | Vanilla planifolia Ab.IgE:ACnc:Pt:Ser:Qn: | Fluorescence Enzyme Immunoassay (FEIA)
VANPA | Vancomycin, Peak, Serum | 4090-7 | Vancomycin^peak:MCnc:Pt:Ser/Plas:Qn: | Immunoassay
VANRA | Vancomycin, Random, Serum | 20578-1 | Vancomycin:MCnc:Pt:Ser/Plas:Qn: | Immunoassay
VANTA | Vancomycin, Trough, Serum | 4092-3 | Vancomycin^trough:MCnc:Pt:Ser/Plas:Qn: | Immunoassay
VASC | Antineutrophil Cytoplasmic Antibodies Vasculitis Panel, Serum | 90230-4 | Myeloperoxidase Ab.IgG & Proteinase 3 Ab.IgG Panel:-:Pt:Ser:-: | Multiplex Flow Immunoassay
VDSF | VDRL, Spinal Fluid | 5290-2 | Reagin Ab:PrThr:Pt:CSF:Ord:VDRL | Flocculation/Agglutination
VDSFQ | VDRL Titer, Spinal Fluid | 31146-4 | Reagin Ab:Titr:Pt:CSF:SemiQn:VDRL | Flocculation/Agglutination
VEDOL | Vedolizumab Quantitation with Reflex to Antibodies, Serum | 90805-3 | Vedolizumab^trough:MCnc:Pt:Ser/Plas:Qn:LC/MS/MS | VEDOL: Liquid Chromatography-Mass Spectrometry (LC-MS/MS) VEMAB: Electrochemiluminescent Bridging Immunoassay
VEDOZ | Vedolizumab Quantitation with Antibodies, Serum | 90794-9 | Vedolizumab & Vedolizumab Ab Panel:MCnc:Pt:Ser/Plas:Qn: | VEDOL: Liquid Chromatography Mass Spectrometry (LC-MS/MS) VEMAB: Electrochemiluminescent Bridging Immunoassay
VEGF | Vascular Endothelial Growth Factor, Plasma | 34694-0 | Vascular endothelial growth factor:MCnc:Pt:Ser/Plas:Qn: | Electrochemiluminescence Immunoassay (ECLIA)
VELV | Velvet Leaf, IgE, Serum | 6272-9 | Holcus lanatus Ab.IgE:ACnc:Pt:Ser:Qn: | Fluorescence Enzyme Immunoassay (FEIA)
VERG | Sweet Vernal Grass, IgE, Serum | 6261-2 | Anthoxanthum odoratum Ab.IgE:ACnc:Pt:Ser:Qn: | Fluorescence Enzyme Immunoassay (FEIA)
VH | Vanillylmandelic Acid and Homovanillic Acid, Random, Urine | 90250-2 | Vanillylmandelate & Homovanillate panel:-:Pt:Urine:-: | Liquid Chromatography Tandem Mass Spectrometry (LC-MS/MS)
VHLE | VHL Gene, Erythrocytosis, Mutation Analysis, Varies | 82528-1 | VHL gene full mutation analysis:Find:Pt:Bld/Tiss:Doc:Sequencing | Polymerase Chain Reaction (PCR) Followed by DNA Sequence Analysis
VHLZZ | Von Hippel Lindau Syndrome, VHL, Full Gene Analysis, Varies | 82533-1 | VHL gene deletion+duplication & full mutation analysis:Find:Pt:Bld/Tiss:Doc:Molgen | Sequence Capture and Targeted Next-Generation Sequencing (NGS) followed by Polymerase Chain Reaction (PCR) and Sanger Sequencing
VHPV | Human Papillomavirus (HPV) Vaginal Detection with Genotyping for High-Risk Types by PCR | 77378-8 | Human papilloma virus 16 & 18 & 31+33+35+39+45+51+52+56+58+59+66+68 DNA panel:-:Pt:XXX:-: | Real-Time Polymerase Chain Reaction (PCR)
VIBC | Vibrio Culture, Feces | 6579-7 | Vibrio sp identified:Prid:Pt:Stool:Nom:Organism specific culture | Conventional Culture
VIGA | Vigabatrin (Sabril) | 30042-6 | Vigabatrin:MCnc:Pt:Ser/Plas:Qn: | High Performance Liquid Chromatography with Fluorescence Detection (HPLC-FL)
VIM | Vimentin Immunostain, Technical Component Only | Order only;no result |  | Immunohistochemistry (IHC)
VIP | Vasoactive Intestinal Polypeptide, Plasma | 3125-2 | Vasoactive intestinal peptide:MCnc:Pt:Ser/Plas:Qn: | Enzyme-Linked Immunosorbent Assay (ELISA)
VIPI | Vasoactive Intestine Polypeptide (VIP), Technical Component Only | Order only;no result |  | Immunohistochemistry (IHC)
VIRID | Viral Susceptibility, Defects in Intrinsic and Innate Immunity, Gene Panel, Varies | 103742-3 | Viral Susceptibility multigene analysis:Find:Pt:XXX:Doc:Molgen | Sequence Capture and Targeted Next-Generation Sequencing (NGS)
VITA | Vitamin A, Serum | 2923-1 | Retinol:MCnc:Pt:Ser/Plas:Qn: | Liquid Chromatography-Tandem Mass Spectrometry (LC-MS/MS)
VITAE | Vitamin A and Vitamin E, Serum | 96600-2 | Retinol & Alpha tocopherol panel:-:Pt:Ser/Plas:Qn: | Liquid Chromatography Tandem Mass Spectrometry (LC-MS/MS)
VITAP | Vitamin A, Serum | 2923-1 | Retinol:MCnc:Pt:Ser/Plas:Qn: | Only orderable as part of a profile. For more information see VITAE / Vitamin A and Vitamin E, Serum. Liquid Chromatography Tandem Mass Spectrometry (LC-MS/MS)
VITB2 | Riboflavin (Vitamin B2), Plasma | 2924-9 | Riboflavin:MCnc:Pt:Ser/Plas:Qn: | Liquid Chromatography Tandem Mass Spectrometry (LC-MS/MS) Portions of this test are covered by patents held by Quest Diagnostics
VITB3 | Vitamin B3 and Metabolites, Plasma | 102102-1 | Vitamin B3 & metabolites panel:-:Pt:Ser/Plas:-:LC/MS/MS | Liquid Chromatography-Tandem Mass Spectrometry (LC-MS/MS)
VITC | Ascorbic Acid (Vitamin C), Plasma | 1903-4 | Ascorbate:MCnc:Pt:Ser/Plas:Qn: | Liquid Chromatography Tandem Mass Spectrometry (LC-MS/MS) Portions of this test are covered by patents held by Quest Diagnostics
VITE | Vitamin E, Serum | 1823-4 | Alpha tocopherol:MCnc:Pt:Ser/Plas:Qn: | Liquid Chromatography Tandem Mass Spectrometry (LC-MS/MS)
VITK1 | Vitamin K1, Serum | 9622-2 | Phytonadione:MCnc:Pt:Ser/Plas:Qn: | Liquid Chromatography Tandem Mass Spectrometry (LC-MS/MS)
VLCZ | Very Long Chain Acyl-CoA Dehydrogenase Deficiency, Full Gene Analysis, Varies | 73735-3 | ACADVL gene full mutation analysis:Prid:Pt:Bld/Tiss:Nom:Sequencing | Polymerase Chain Reaction (PCR)/DNA Sequencing Analysis
VLTB | Volatile Screen, Blood | 41266-8 | Volatiles:Prid:Pt:Bld:Nom: | Headspace Gas Chromatography Flame Ionization Detector (HSGC-FID)
VLTBX | Volatile Screen, Chain of Custody, Blood | 41266-8 | Volatiles:Prid:Pt:Bld:Nom: | Headspace Gas Chromatography Flame Ionization Detector (HSGC-FID)
VLTS | Volatile Screen, Serum | 50025-6 | Volatiles panel:-:Pt:Ser/Plas:-: | Headspace Gas Chromatography Flame Ionization Detector (HSGC-FID)
VLTU | Volatile Screen, Random, Urine | 24350-1 | Volatiles panel:-:Pt:Urine:-: | Headspace Gas Chromatography with Flame Ionization Detector (HSGC-FID)
VLTUX | Volatile Screen, Chain of Custody, Random, Urine | 24350-1 | Volatiles panel:-:Pt:Urine:-: | Headspace Gas Chromatography Flame Ionization Detector (HSGC-FID)
VMA | Vanillylmandelic Acid, 24 Hour, Urine | 43099-1 | Vanillylmandelate & Creatinine panel:-:24H:Urine:-: | Liquid Chromatography Tandem Mass Spectrometry (LC-MS/MS)
VMAR | Vanillylmandelic Acid, Random, Urine | 3124-5 | Vanillylmandelate/Creatinine:MRto:Pt:Urine:Qn: | Liquid Chromatography Tandem Mass Spectrometry (LC-MS/MS)
VORI | Voriconazole, Serum | 38370-3 | Voriconazole:MCnc:Pt:Ser/Plas:Qn: | Liquid Chromatography Tandem Mass Spectrometry (LC-MS/MS)
VRERP | Vancomycin-Resistant Enterococcus, Molecular Detection, PCR, Varies | 62261-3 | Bacterial vancomycin resistance vanA+vanB genes:PrThr:Pt:Isolate/Specimen:Ord:Molgen | Real-Time Polymerase Chain Reaction (PCR)
VWACT | von Willebrand Factor Activity, Plasma | 68324-3 | von Willebrand factor.activity actual/Normal:RelRto:Pt:PPP:Qn:IA | Latex Immunoassay
VWAG | von Willebrand Factor Antigen, Plasma | 27816-8 | von Willebrand factor Ag actual/Normal:RelMCnc:Pt:PPP:Qn:IA | Latex Immunoassay (LIA)
VWD8B | von Willebrand Disease 2N (Subtype Normandy), Plasma | 90919-2 | Coagulation factor VIII.recombinant.bound/von Willebrand factor Ag:RelRto:Pt:Plas:Qn:IA | Enzyme-Linked Immunosorbent Assay (ELISA)
VWFMP | von Willebrand Factor Multimer Analysis, Plasma | 32217-2 | von Willebrand factor multimers:PrThr:Pt:PPP:Ord: | Only orderable as part of a coagulation reflex. For more information see: ALUPP / Lupus Anticoagulant Profile, Plasma ALBLD / Bleeding Diathesis Profile, Limited, Plasma ACBL / Bleeding Diathesis Profile, Comprehensive, Plasma AVWPR / von Willebrand Disease Profile, Plasma Agarose Gel Electrophoresis
VWFMS | von Willebrand Factor Multimer Analysis, Plasma | 48595-3 | von Willebrand evaluation:Imp:Pt:PPP:Nom: | Agarose Gel Electrophoresis/Infrared Dye-Labeled Antibody Detection
VZGM | Varicella-Zoster Antibody, IgM and IgG, Serum | 81234-7 | Varicella zoster virus Ab.IgG & IgM panel:-:Pt:Ser/Plas:Ord: | VZM: Immunofluorescence Assay (IFA) VZPG: Multiplex Flow Immunoassay (MFI)
VZIKM | Zika Virus, IgM Antibody Capture ELISA, Serum | 80824-6 | Zika virus Ab.IgM:PrThr:Pt:Ser/Plas:Ord:IA | IgM Antibody Capture Enzyme-Linked Immunosorbent Assay (MAC-ELISA)
VZIKS | Zika Virus, PCR, Molecular Detection, Serum | 85622-9 | Zika virus RNA:PrThr:Pt:Ser/Plas:Ord:Probe.amp.tar | Real-Time Reverse Transcription Polymerase Chain Reaction (RT-PCR)/DNA Probe Hybridization
VZIKU | Zika Virus, PCR, Molecular Detection, Random, Urine | 85623-7 | Zika virus RNA:PrThr:Pt:Urine:Ord:Probe.amp.tar | Real-Time Reverse Transcription Polymerase Chain Reaction (RT-PCR)/DNA Probe Hybridization
VZM | Varicella-Zoster Virus (VZV) Antibody, IgM, Serum | 43588-3 | Varicella zoster virus Ab.IgM:PrThr:Pt:Ser:Ord:IF | Immunofluorescence Assay (IFA)
VZPG | Varicella-Zoster Antibody, IgG, Serum | 15410-4 | Varicella zoster virus Ab.IgG:PrThr:Pt:Ser:Ord:IA | Multiplex Flow Immunoassay (MFI)
VZV | Varicella Zoster Virus (VZV) Immunostain, Technical Component Only | Order only;no result |  | Immunohistochemistry (IHC)
VZVPV | Varicella-Zoster Virus, Molecular Detection, PCR, Varies | 94584-0 | Varicella zoster virus DNA:PrThr:Pt:XXX:Ord:Non-probe.amp.tar | Real-Time Polymerase Chain Reaction (PCR)/DNA Probe Hybridization
WALN | Walnut Tree, IgE, Serum | 6274-5 | Juglans california Ab.IgE:ACnc:Pt:Ser:Qn: | Fluorescence Enzyme Immunoassay (FEIA)
WARSQ | Warfarin Response Genotype, Varies | 93196-4 | Warfarin response genotype panel:-:Pt:Bld/Tiss:-:Molgen | Real-Time Polymerase Chain Reaction (PCR) with Allelic Discrimination Analysis
WASEQ | Alpha Globin Gene Sequencing, Varies | 87730-8 | HBA1 & HBA2 gene full mutation analysis:Find:Pt:Bld/Tiss:Doc:Sequencing | Polymerase Chain Reaction (PCR)/ Sanger Sequencing
WASQR | Alpha-Globin Gene Sequencing, Blood | 87730-8 | HBA1 & HBA2 gene full mutation analysis:Find:Pt:Bld/Tiss:Doc:Sequencing | Only orderable as a reflex. For more information see: -HAEV1 / Hemolytic Anemia Evaluation, Blood -HBEL1 / Hemoglobin Electrophoresis Evaluation, Blood -MEV1 / Methemoglobinemia Evaluation, Blood -REVE2 / Erythrocytosis Evaluation, Blood -THEV1 / Thalassemia and Hemoglobinopathy Evaluation, Blood and Serum Polymerase Chain Reaction (PCR)/Sanger Sequencing
WBDD | Beta-Globin Cluster Locus, Deletion/Duplication, Varies | 101634-4 | HBB gene deletion+duplication:Find:Pt:Bld/Tiss:Doc:MLPA | Polymerase Chain Reaction (PCR) Analysis/Multiplex Ligation-Dependent Probe Amplification (MLPA)
WBDDR | Beta-Globin Cluster Locus Deletion/Duplication, Blood | 101634-4 | HBB gene deletion+duplication:Find:Pt:Bld/Tiss:Doc:MLPA | Only orderable as a reflex. For more information see: -HAEV1 / Hemolytic Anemia Evaluation, Blood -HBEL1 / Hemoglobin Electrophoresis Evaluation, Blood -MEV1 / Methemoglobinemia Evaluation, Blood -REVE2 / Erythrocytosis Evaluation, Blood -THEV1 / Thalassemia and Hemoglobinopathy Evaluation, Blood and Serum Polymerase Chain Reaction (PCR) Analysis/Multiplex Ligation-Dependent Probe Amplification (MLPA)
WBSEQ | Beta Globin Gene Sequencing, Varies | 79401-6 | HBB gene full mutation analysis:Prid:Pt:Bld/Tiss:Doc:Sequencing | Polymerase Chain Reaction (PCR)/Sanger Sequencing
WBSQR | Beta-Globin Gene Sequencing, Blood | 50996-8 | HBB gene targeted mutation analysis:Find:Pt:Bld/Tiss:Doc:Molgen | Only orderable as a reflex. For more information see: -HAEV1 / Hemolytic Anemia Evaluation, Blood -HBEL1 / Hemoglobin Electrophoresis Evaluation, Blood -MEV1 / Methemoglobinemia Evaluation, Blood -REVE2 / Erythrocytosis Evaluation, Blood -THEV1 / Thalassemia and Hemoglobinopathy Evaluation, Blood and Serum Polymerase Chain Reaction (PCR)/Sanger Sequencing
WEED1 | Weed Panel # 1, Serum | 24480-6 | (Ambrosia elatior+Artemisia vulgaris+Chenopodium album+Plantago lanceolata+Salsola kali) Ab.IgE:ACnc:Pt:Ser:Qn:Multidisk | Fluorescence Enzyme Immunoassay (FEIA)
WEED2 | Weed Panel # 2, Serum | 24493-9 | (Ambrosia psilostachya+Artemisia vulgaris+Atriplex lentiformis+Chenopodium album+Plantago lanceolata) Ab.IgE:ACnc:Pt:Ser:Qn:Multidisk | Fluorescence Enzyme Immunoassay (FEIA)
WEED3 | Weed Panel # 3, Serum | 63198-6 | (Plantago lanceolata+Chenopodium album+Salsola kali+Rumex acetosella) Ab.IgE:ACnc:Pt:Ser:Qn:Multidisk | Fluorescence Enzyme Immunoassay (FEIA)
WEED4 | Weed Panel # 4, Serum | 73710-6 | (Ambrosia elatior+Ambrosia psilostachya+Ambrosia trifida) Ab.IgE:ACnc:Pt:Ser:Qn:Multidisk | Fluorescence Enzyme Immunoassay (FEIA)
WEEP | Western Equine Encephalitis Antibody, IgG and IgM, Serum | 69041-2 | Western equine encephalitis virus Ab.IgG & IgM panel:-:Pt:Ser:-:IF | Immunofluorescence Assay (IFA)
WEEPC | Western Equine Encephalitis Antibody Panel, IgG and IgM, Spinal Fluid | 69036-2 | Western equine encephalitis virus Ab.IgG & IgM panel:-:Pt:CSF:-:IF | Immunofluorescence Assay (IFA)
WEGG | Whole Egg, IgE, Serum | 7291-8 | Egg whole Ab.IgE:ACnc:Pt:Ser:Qn: | Fluorescence Enzyme Immunoassay (FEIA)
WESDX | Whole Exome Sequencing for Hereditary Disorders, Varies | 86205-2 | Whole exome sequence analysis:Find:Pt:Bld/Tiss:Doc:Molgen | Sequence Capture and Targeted Next-Generation Sequencing followed by Sanger Sequencing or Quantitative Polymerase Chain Reaction (qPCR), as needed.
WESMT | Whole Exome and Mitochondrial Genome Sequencing, Varies | 86205-2 | Whole exome sequence analysis:Find:Pt:Bld/Tiss:Doc:Molgen | WESDX: Sequence Capture and Targeted Next-Generation Sequencing followed by Sanger Sequencing or Quantitative Polymerase Chain Reaction (qPCR) MITOP: Long-Range Polymerase Chain Reaction (LR-PCR) followed by Next-Generation Sequencing (NGS)
WESR | Whole Exome Sequencing Reanalysis, Varies | 86205-2 | Whole exome sequence analysis:Find:Pt:Bld/Tiss:Doc:Molgen | Reanalysis of Whole Exome Next-Generation Sequencing with Orthogonal Confirmation
WFHV | White Faced Hornet Venom, IgE, Serum | 6280-2 | Dolichovespula maculata Ab.IgE:ACnc:Pt:Ser:Qn: | Fluorescence Enzyme Immunoassay (FEIA)
WGSDX | Whole Genome Sequencing for Hereditary Disorders, Varies | 86206-0 | Whole genome sequence analysis:Find:Pt:Bld/Tiss:Doc:Molgen | Next-Generation Sequencing (NGS) followed by Sanger Sequencing, Quantitative Polymerase Chain Reaction (qPCR), or other methods, as needed.
WGSEQ | Gamma-Globin Full Gene Sequencing, Varies | 95795-1 | HBG1 gene & HBG2 gene full mutation analysis:Find:Pt:Bld/Tiss:Doc:Sequencing | Polymerase Chain Reaction (PCR) Amplification/Sanger Sequence Analysis
WGSR | Whole Genome Sequencing Reanalysis, Varies | 86206-0 | Whole genome sequence analysis:Find:Pt:Bld/Tiss:Doc:Molgen | Reanalysis of Whole Genome Next-Generation Sequencing followed by Sanger Sequencing, Quantitative Polymerase Chain Reaction (qPCR), or other methods, as needed
WHEY | Whey, IgE, Serum | 7774-3 | Cow whey Ab.IgE:ACnc:Pt:Ser:Qn: | Fluorescence Enzyme Immunoassay (FEIA)
WHIC | White Hickory, IgE, Serum | 7407-0 | Carya tomentosa Ab.IgE:ACnc:Pt:Ser:Qn: | Fluorescence Enzyme Immunoassay (FEIA)
WHIPB | Tropheryma whipplei, Molecular Detection, PCR, Blood | 97205-9 | Tropheryma whipplei DNA:PrThr:Pt:Bld:Ord:Non-probe.amp.tar | Real-Time Polymerase Chain Reaction (PCR)
WHT | Wheat, IgE, Serum | 6276-0 | Triticum aestivum Ab.IgE:ACnc:Pt:Ser:Qn: | Fluorescence Enzyme Immunoassay (FEIA)
WHTC | Cultivated Wheat, IgE, Serum | 6277-8 | Triticum aestivum pollen Ab.IgE:ACnc:Pt:Ser:Qn: | Fluorescence Enzyme Immunoassay (FEIA)
WILL | Willow, IgE, Serum | 6285-1 | Salix caprea Ab.IgE:ACnc:Pt:Ser:Qn: | Fluorescence Enzyme Immunoassay (FEIA)
WILMP | Hereditary Wilms Tumor Panel, Varies | 101671-6 | Hereditary Wilms tumor multigene analysis:Find:Pt:Bld/Tiss:Doc:Molgen | Sequence Capture and Targeted Next-Generation Sequencing followed by Polymerase Chain Reaction (PCR) and Sanger Sequencing
WMEL | Watermelon, IgE, Serum | 7770-1 | Citrullus lanatus Ab.IgE:ACnc:Pt:Ser:Qn: | Fluorescence Enzyme Immunoassay (FEIA)
WNC | West Nile Virus Antibody, IgG and IgM, Spinal Fluid | 94853-9 | West Nile virus Ab.IgG & IgM panel:-:Pt:CSF:Ord: | Enzyme-Linked Immunosorbent Assay (ELISA)
WNCSF | West Nile Virus, RNA, PCR, Molecular Detection, Spinal Fluid | 34461-4 | West Nile virus RNA:PrThr:Pt:CSF:Ord:Probe.amp.tar | Real-Time Polymerase Chain Reaction (PCR)
WNDZ | Wilson Disease, ATP7B Full Gene Sequencing with Deletion/Duplication, Varies | 95781-1 | ATP7B gene full mutation analysis:Find:Pt:Bld/Tiss:Doc:Sequencing | Sequence Capture and Targeted Next-Generation Sequencing (NGS) followed by Polymerase Chain Reaction (PCR) and Sanger Sequencing.
WNGC | West Nile Virus Antibody, IgG, Spinal Fluid | 41236-1 | West Nile virus Ab.IgG:PrThr:Pt:CSF:Ord: | Only orderable as part of a profile. See WNC / West Nile Virus Antibody, IgG and IgM, Spinal Fluid.
WNGS | West Nile Virus Antibody, IgG, Serum | 29566-7 | West Nile virus Ab.IgG:PrThr:Pt:Ser:Ord:IA | Only orderable as part of a profile. For more information see WNS / West Nile Virus Antibody, IgG and IgM, Serum.
WNMC | West Nile Virus Antibody, IgM, Spinal Fluid | 29569-1 | West Nile virus Ab.IgM:PrThr:Pt:CSF:Ord:IA | Only orderable as part of a profile. See WNC / West Nile Virus Antibody, IgG and IgM, Spinal Fluid.
WNMS | West Nile Virus Antibody, IgM, Serum | 29567-5 | West Nile virus Ab.IgM:PrThr:Pt:Ser:Ord:IA | Only orderable as part of a profile. For more information see WNS / West Nile Virus Antibody, IgG and IgM, Serum.
WNS | West Nile Virus Antibody, IgG and IgM, Serum | 94854-7 | West Nile virus Ab.IgG & IgM panel:-:Pt:Ser:Ord: | Enzyme-Linked Immunosorbent Assay (ELISA)
WNVBL | West Nile Virus, RNA, PCR, Molecular Detection, Blood | 34460-6 | West Nile virus RNA:PrThr:Pt:Bld:Ord:Probe.amp.tar | Real-Time Reverse Transcription Polymerase Chain Reaction (RT-PCR)
WNVCI | West Nile CSF Interpretation | 69048-7 | Immunologist review:Imp:Pt:XXX:Nar: | Only orderable as part of a profile. See WNC / West Nile Virus Antibody, IgG and IgM, Spinal Fluid.
WNVS | West Nile Virus, RNA, PCR, Molecular Detection, Serum | 32361-8 | West Nile virus RNA:PrThr:Pt:Ser:Ord:Probe.amp.tar | Real-Time Reverse Transcription Polymerase Chain Reaction (RT-PCR)
WNVSI | West Nile Serum Interpretation | 69048-7 | Immunologist review:Imp:Pt:XXX:Nar: | Only orderable as part of a profile. For more information see WNS / West Nile Virus Antibody, IgG and IgM, Serum. Technical Interpretation
WNVUR | West Nile Virus, RNA, PCR, Molecular Detection, Random, Urine | 97185-3 | West Nile virus RNA:PrThr:Pt:Urine:Ord:Probe.amp.tar | Real-Time Reverse Transcription Polymerase Chain Reaction (RT-PCR)
WORM | Wormwood, IgE, Serum | 6286-9 | Artemisia absinthium Ab.IgE:ACnc:Pt:Ser:Qn: | Fluorescence Enzyme Immunoassay (FEIA)
WPIN | White Pine, IgE, Serum | 6282-8 | Pinus strobus Ab.IgE:ACnc:Pt:Ser:Qn: | Fluorescence Enzyme Immunoassay (FEIA)
WRGR | Wild Rye Grass, IgE, Serum | 16922-7 | Elymus triticoides Ab.IgE:ACnc:Pt:Ser:Qn: | Fluorescence Enzyme Immunoassay (FEIA)
WRW | Western Ragweed, IgE, Serum | 6275-2 | Ambrosia psilostachya Ab.IgE:ACnc:Pt:Ser:Qn: | Fluorescence Enzyme Immunoassay (FEIA)
WSPV | Wasp Venom, IgE, Serum | 13176-3 | Wasp venom Ab.IgE:ACnc:Pt:Ser:Qn: | Fluorescence Enzyme Immunoassay (FEIA)
WT1I | Wilms Tumor (WT-1) Immunostain, Technical Component Only | Order only;no result |  | Immunohistochemistry (IHC)
XALDZ | X-Linked Adrenoleukodystrophy, Full Gene Analysis, Varies | 95782-9 | ABCD1 gene full mutation analysis:Find:Pt:Bld/Tiss:Doc:Sequencing | Polymerase Chain Reaction (PCR) followed by DNA Sequencing
XCP | Hereditary Expanded Cancer Panel, Varies | 97656-3 | Hereditary cancer multigene analysis:Find:Pt:Bld/Tiss:Doc:Molgen | Sequence Capture and Next-Generation Sequencing (NGS), Polymerase Chain Reaction (PCR), Sanger Sequencing and/or Multiplex Ligation-Dependent Probe Amplification (MLPA)
XHIM | X-Linked Hyper IgM Syndrome, Blood | 98239-7 | CD154 expression & function panel:-:Pt:T cells:-:Flow cytometry | Flow Cytometry
XL2T | FOXL2 Mutation Analysis, Next-Generation Sequencing, Tumor | 95785-2 | FOXL2 gene targeted mutation analysis:Find:Pt:Tiss:Doc:Molgen | Sequence Capture and Targeted Next-Generation Sequencing (NGS)
XYMF | Known 45,X, Mosaicism Reflex Analysis, FISH, Whole Blood | 87436-2 | Chromosome X & Y aneuploidy:Find:Pt:Bld/Tiss:Doc:FISH | Fluorescence In Situ Hybridization (FISH)
YAP1 | Yes-Associated Protein (YAP) Immunostain, Technical Component Only | Order only;no result |  | Immunohistochemistry (IHC)
YERSC | Yersinia Culture, Feces | 28549-4 | Yersinia sp identified:Prid:Pt:Stool:Nom:Organism specific culture | Conventional Culture
YFHV | Yellow Faced Hornet Venom, IgE, Serum | 6288-5 | Dolichovespula arenaria Ab.IgE:ACnc:Pt:Ser:Qn: | Fluorescence Enzyme Immunoassay (FEIA)
YJV | Yellow Jacket Venom, IgE, Serum | 6740-5 | Vespula spp Ab.IgE:ACnc:Pt:Ser:Qn: | Fluorescence Enzyme Immunoassay (FEIA)
YMCRO | Y Chromosome Microdeletions, Molecular Detection, Varies | 35456-3 | Y chromosome deletion:Prid:Pt:Bld/Tiss:Nom: | Polymerase Chain Reaction (PCR)
YOLK | Egg Yolk, IgE, Serum | 6107-7 | Egg yolk Ab.IgE:ACnc:Pt:Ser:Qn: | Fluorescence Enzyme Immunoassay (FEIA)
ZMMLS | Antimicrobial Susceptibility, Aerobic Bacteria, Varies | 50545-3 | Bacterial susceptibility panel:-:Pt:Isolate:OrdQn:MIC | Minimum Inhibitory Concentration (MIC) by Agar Dilution
ZNCU | Zinc/Creatinine Ratio, Urine | 13473-4 | Zinc/Creatinine:MRto:Pt:Urine:Qn: | Only orderable as part of a profile. For more information see ZNUCR / Zinc/Creatinine Ratio, Random, Urine. Inductively Coupled Plasma Mass Spectrometry (ICP-MS)
ZNU | Zinc, 24 Hour, Urine | 5765-3 | Zinc:MRat:24H:Urine:Qn: | Triple-Quadrupole Inductively-Coupled Plasma Mass Spectrometry (ICP-MS/MS)
ZNUCR | Zinc/Creatinine Ratio, Random, Urine | 13473-4 | Zinc/Creatinine:MRto:Pt:Urine:Qn: | ZNCU: Triple-Quadrupole Inductively-Coupled Plasma Mass Spectrometry (ICP-MS/MS) CRETR: Enzymatic Colorimetric Assay
ZN_S | Zinc, Serum | 5763-8 | Zinc:MCnc:Pt:Ser/Plas:Qn: | Dynamic Reaction Cell-Inductively Coupled Plasma-Mass Spectrometry (DRC-ICP-MS)
ZONI | Zonisamide, Serum | 29620-2 | Zonisamide:MCnc:Pt:Ser/Plas:Qn: | Liquid Chromatography Tandem Mass Spectrometry (LC-MS/MS)
ZW1 | Miscellaneous MML Referral Test 1 | 51991-8 | Referral lab test panel:-:Pt:Referral lab test:-:
ZW10 | Miscellaneous Chemistry Testing, Varies | 51991-8 | Referral lab test panel:-:Pt:Referral lab test:-:
ZW102 | Miscellaneous U of TX San Ant Test | 51991-8 | Referral lab test panel:-:Pt:Referral lab test:-:
ZW111 | Miscellaneous MiraVista Diagnostics | 51991-8 | Referral lab test panel:-:Pt:Referral lab test:-:
ZW113 | Miscellaneous LabCorp-RTP,NC | 51991-8 | Referral lab test panel:-:Pt:Referral lab test:-:
ZW119 | Misc University of Florida Testing | 51991-8 | Referral lab test panel:-:Pt:Referral lab test:-:
ZW121 | Miscellaneous Versiti Wisconsin, Inc. | 51991-8 | Referral lab test panel:-:Pt:Referral lab test:-: | Varies
ZW124 | Miscellaneous Sequenom | 51991-8 | Referral lab test panel:-:Pt:Referral lab test:-:
ZW127 | Miscellaneous Athena Testing | 51991-8 | Referral lab test panel:-:Pt:Referral lab test:-: | Varies
ZW128 | Miscellaneous University Hospital Clinical Lab Test | 51991-8 | Referral lab test panel:-:Pt:Referral lab test:-:
ZW131 | Miscellaneous Quest/Nichols Testing | 51991-8 | Referral lab test panel:-:Pt:Referral lab test:-:
ZW140 | Miscellaneous Child Med Ctr Dallas | 51991-8 | Referral lab test panel:-:Pt:Referral lab test:-: | Varies
ZW143 | Miscellaneous IMMCO Diagnostics | 51991-8 | Referral lab test panel:-:Pt:Referral lab test:-:
ZW146 | Misc Prometheus Laboratories Test | 51991-8 | Referral lab test panel:-:Pt:Referral lab test:-: | Varies
ZW149 | Misc Monogram Biosciences, Inc. | 51991-8 | Referral lab test panel:-:Pt:Referral lab test:-:
ZW153 | Misc Center for Human Genetics | 51991-8 | Referral lab test panel:-:Pt:Referral lab test:-:
ZW155 | Miscellaneous BioAgilytix Diagnostics | 51991-8 | Referral lab test panel:-:Pt:Referral lab test:-:
ZW163 | Miscellaneous Children's Hospital of Philadelphia (CHOP) | 51991-8 | Referral lab test panel:-:Pt:Referral lab test:-: | Varies
ZW166 | Miscellaneous Cincinnati Childs Hosp Center | 51991-8 | Referral lab test panel:-:Pt:Referral lab test:-: | Varies
ZW168 | Miscellaneous GeneDx, Inc. Testing | 51991-8 | Referral lab test panel:-:Pt:Referral lab test:-: | Varies
ZW172 | Miscellaneous Center for Genetic Testing at St. Francis | 51991-8 | Referral lab test panel:-:Pt:Referral lab test:-: | Varies
ZW175 | Miscellaneous Kennedy Krieger Institute | 51991-8 | Referral lab test panel:-:Pt:Referral lab test:-:
ZW179 | Misc Medical Neurogenetics, LLC | 51991-8 | Referral lab test panel:-:Pt:Referral lab test:-: | VARIES
ZW185 | Miscellaneous Ambry Genetics | 51991-8 | Referral lab test panel:-:Pt:Referral lab test:-:
ZW186 | Miscellaneous University of Chicago Genetics Sernices | 51991-8 | Referral lab test panel:-:Pt:Referral lab test:-:
ZW187 | Miscellaneous University of Iowa Diagnostic Labs | 51991-8 | Referral lab test panel:-:Pt:Referral lab test:-:
ZW190 | Miscellaneous Nemours Children's Health-Gastroenterology | 51991-8 | Referral lab test panel:-:Pt:Referral lab test:-: | Varies
ZW191 | Miscellaneous University of Texas Health Center at Tyler Microbiology | 51991-8 | Referral lab test panel:-:Pt:Referral lab test:-: | Varies
ZW193 | Miscellaneous HNL Genomics | 51991-8 | Referral lab test panel:-:Pt:Referral lab test:-: | Varies
ZW194 | Miscellaneous Prevention Genetics Lab | 51991-8 | Referral lab test panel:-:Pt:Referral lab test:-: | Varies
ZW196 | Misc National Jewish Health Mycobacteriology Test | 51991-8 | Referral lab test panel:-:Pt:Referral lab test:-: | Varies
ZW2 | Miscellaneous MML Referral Test 2 | 51991-8 | Referral lab test panel:-:Pt:Referral lab test:-:
ZW204 | Misc Cincinnati Childrens Hospital Medical Center | 51991-8 | Referral lab test panel:-:Pt:Referral lab test:-: | Varies
ZW206 | Misc. Seattle Children's Hospital Laboratories | 51991-8 | Referral lab test panel:-:Pt:Referral lab test:-: | Varies
ZW207 | Miscellaneous MD Anderson Cancer Center | 51991-8 | Referral lab test panel:-:Pt:Referral lab test:-: | Varies
ZW210 | Miscellaneous Univ of IA Molecular Otolaryngology | 51991-8 | Referral lab test panel:-:Pt:Referral lab test:-: | Varies
ZW214 | Miscellaneous Ocular Immunology Laboratory OHSU | 51991-8 | Referral lab test panel:-:Pt:Referral lab test:-: | Varies
ZW218 | Miscellaneous Laboratory For Molecular Medicine | 51991-8 | Referral lab test panel:-:Pt:Referral lab test:-: | Varies
ZW221 | Miscellaneous Baylor Medical Genetics Laboratories | 51991-8 | Referral lab test panel:-:Pt:Referral lab test:-: | Varies
ZW224 | Miscellaneous Revvity Omics | 51991-8 | Referral lab test panel:-:Pt:Referral lab test:-: | Varies
ZW227 | Miscellaneous National B Virus Resource Laboratory | 51991-8 | Referral lab test panel:-:Pt:Referral lab test:-: | Varies
ZW234 | Miscellaneous University of Alabama at Birmingham | 51991-8 | Referral lab test panel:-:Pt:Referral lab test:-: | Varies
ZW238 | Miscellaneous University of Southern California Endocrine Laboratories | 51991-8 | Referral lab test panel:-:Pt:Referral lab test:-: | Varies
ZW239 | Miscellaneous Cincinnati Children's Hospital Medical Center-Hematology/Oncology | 51991-8 | Referral lab test panel:-:Pt:Referral lab test:-: | Varies
ZW242 | Miscellaneous ARUP Testing | 51991-8 | Referral lab test panel:-:Pt:Referral lab test:-:
ZW246 | Miscellaneous Childrens Hospital of Colorado Testing | 51991-8 | Referral lab test panel:-:Pt:Referral lab test:-: | Varies
ZW266 | Miscellaneous Machaon Diagnostics | 51991-8 | Referral lab test panel:-:Pt:Referral lab test:-:
ZW278 | Miscellaneous University of Washington Medical Center-Clinical Immunology Lab | 51991-8 | Referral lab test panel:-:Pt:Referral lab test:-:
ZW280 | Miscellaneous University of Washington Medical Center (Molecular Diagnosis Clinical Microbiology Lab) | 51991-8 | Referral lab test panel:-:Pt:Referral lab test:-:
ZW282 | Miscellaneous University of Washington Medical Center (UW Virology Dept of Lab Medicine) | 51991-8 | Referral lab test panel:-:Pt:Referral lab test:-:
ZW288 | Miscellaneous UF Health Pathology Laboratories | 51991-8 | Referral lab test panel:-:Pt:Referral lab test:-:
ZW293 | Miscellaneous UPMC Molecular and Genomic Pathology | 51991-8 | Referral lab test panel:-:Pt:Referral lab test:-:
ZW298 | Miscellaneous IntrinsicDx | 51991-8 | Referral lab test panel:-:Pt:Referral lab test:-:
ZW299 | Miscellaneous Childrens Hospital Los Angeles | 51991-8 | Referral lab test panel:-:Pt:Referral lab test:-:
ZW3 | Miscellaneous MML Referral Test 3 | 51991-8 | Referral lab test panel:-:Pt:Referral lab test:-:
ZW300 | Miscellaneous Karius Laboratory | 51991-8 | Referral lab test panel:-:Pt:Referral lab test:-:
ZW305 | Misc Washington University Neuromuscular Clinical Lab | 51991-8 | Referral lab test panel:-:Pt:Referral lab test:-:
ZW321 | Miscellaneous Next Molecular Analytics | 51991-8 | Referral lab test panel:-:Pt:Referral lab test:-:
ZW333 | Miscellaneous Nationwide Children's Hospital | Not Provided
ZW334 | Miscellaneous Variantyx, Inc. | 51991-8 | Referral lab test panel:-:Pt:Referral lab test:-:
ZW335 | Miscellaneous New York Blood Center | 51991-8 | Referral lab test panel:-:Pt:Referral lab test:-:
ZW342 | Miscellaneous MDX Health Inc. | Not Provided
ZW346 | Miscellaneous Cleveland Clinic | Not Provided
ZW347 | Miscellaneous Blueprint Genetics Inc. | Not Provided
ZW51 | Miscellaneous Quest Testing | 51991-8 | Referral lab test panel:-:Pt:Referral lab test:-:
ZW53 | Miscellaneous Baylor Institute of Metabolic Disease | 51991-8 | Referral lab test panel:-:Pt:Referral lab test:-:
ZW57 | Miscellaneous Esoterix Coagulation | 51991-8 | Referral lab test panel:-:Pt:Referral lab test:-:
ZW58 | Miscellaneous Duke University | 51991-8 | Referral lab test panel:-:Pt:Referral lab test:-:
ZW59 | Misc Esoterix Endocrinology | 51991-8 | Referral lab test panel:-:Pt:Referral lab test:-:
ZW61 | Miscellaneous University of Minnesota Outreach Laboratory | 51991-8 | Referral lab test panel:-:Pt:Referral lab test:-:
ZW63 | Miscellaneous Esoterix Genetic Laboratories, LLC - MA | 51991-8 | Referral lab test panel:-:Pt:Referral lab test:-:
ZW68 | Miscellaneous Greenwood Genetic Ctr | 51991-8 | Referral lab test panel:-:Pt:Referral lab test:-:
ZW69 | Miscellaneous Eurofins Viracor | 51991-8 | Referral lab test panel:-:Pt:Referral lab test:-:
ZW71 | Miscellaneous Inter Science Institute | 51991-8 | Referral lab test panel:-:Pt:Referral lab test:-:
ZW73 | Misc Johns Hopkins-DACI Ref Lab | 51991-8 | Referral lab test panel:-:Pt:Referral lab test:-:
ZW76 | Miscellaneous LabCorp of America | 51991-8 | Referral lab test panel:-:Pt:Referral lab test:-:
ZW78 | Miscellaneous Medical Coll of WI | 51991-8 | Referral lab test panel:-:Pt:Referral lab test:-:
ZW80 | Miscellaneous Medtox Laboratories, Inc. | 51991-8 | Referral lab test panel:-:Pt:Referral lab test:-:
ZW83 | Miscellaneous Quest Diagnostics | 51991-8 | Referral lab test panel:-:Pt:Referral lab test:-:
ZW85 | Miscellaneous National Jewish Health | 51991-8 | Referral lab test panel:-:Pt:Referral lab test:-:
ZW86 | Miscellaneous NMS Testing | 51991-8 | Referral lab test panel:-:Pt:Referral lab test:-:
ZW87 | Miscellaneous Palo Alto Testing | 51991-8 | Referral lab test panel:-:Pt:Referral lab test:-:
ZW91 | Miscellaneous RFFIT Testing | 51991-8 | Referral lab test panel:-:Pt:Referral lab test:-:
ZW96 | Miscellaneous Quest Diagnostics Valencia | 51991-8 | Referral lab test panel:-:Pt:Referral lab test:-:
ZW99 | Miscellaneous Univ of AL-Metabolic Disease Lab | 51991-8 | Referral lab test panel:-:Pt:Referral lab test:-:

## Test Result LOINC
Values current as of November 25, 2024
LOINC Values Updated | Test ID | Test Order Name | Result ID | Test Result Name | Result LOINC Code | LOINC Attributes | Method Name
2024-11-08 | CTB | Mycobacteria and Nocardia Culture, Varies | CTB | Mycobacterial Culture | 543-9 | Mycobacterium sp:Prid:Pt:XXX:Nom:Organism specific culture | Automated Detection of Positive Cultures followed by Organism Identification /DNA Sequencing/Matrix Assisted Laser Desorption/Ionization Time-of-Flight (MALDI-TOF) Mass Spectrometry
2024-10-07 | FVZGC | Varicella-Zoster Virus Antibody, IgG, CSF | Z4272 | VZV Antibody IgG CSF | 104459-3 | Varicella zoster virus Ab.IgG:PrThr:Pt:CSF:Ord:IA | Semi-Quantitative Chemiluminescent Immunoassay
2024-10-03 | FNEU2 | Neurotensin | FNEU2 | Neurotensin | 2655-9 | Neurotensin:MCnc:Pt:Plas:Qn: | Radioimmunoassay (RIA)
2024-10-02 | BUPS | Buprenorphine Screen, Random, Urine | 63119 | Buprenorphine Screen, U | 93494-3 | Buprenorphine:PrThr:Pt:Urine:Ord:Screen | Immunoassay
2024-09-24 | FAMBT | Amyloid Beta-Protein | FAMBT | Amyloid Beta (1-40) | 70073-2 | Amyloid beta 40 peptide:MCnc:Pt:Plas:Qn: | Radioimmunoassay (RIA)
2024-09-04 | FPEPI | Pepsinogen I (PG I) | FPEPI | Pepsinogen I | 2736-7 | Pepsinogen I:MCnc:Pt:Ser/Plas:Qn: | Radioimmunoassay (RIA)
2024-09-03 | CONFL | Pathology Consultation | 620380 | Interpretation | 60570-9 | Consultation note:Find:Pt:{Setting}:Doc:Pathology
2024-09-03 | CONFL | Pathology Consultation | 620381 | Participated in the Interpretation | 50595-8 | Pathologist interpretation:Imp:Pt:XXX:Nom:
2024-09-03 | CONFL | Pathology Consultation | 620382 | Report electronically signed by | 18771-6 | Provider.signing name:Pn:Pt:Report:Nom:
2024-09-03 | CONFL | Pathology Consultation | 620383 | Addendum | 35265-8 | Path report.addendum:Find:Pt:Specimen:Nar:
2024-09-03 | CONFL | Pathology Consultation | 620384 | Material Received | 22633-2 | Path report.site of origin:Anat:Pt:Specimen:Nar:
2024-09-03 | CONFL | Pathology Consultation | 620385 | Disclaimer | 62364-5 | Test performance information:Find:Pt:XXX:Nar:
2024-09-03 | CONFL | Pathology Consultation | 620386 | Case Number | 80398-1 | Unique identifier:ID:Pt:Current sample:Nom:
2024-08-30 | PETH | Phosphatidylethanol Confirmation, Blood | 617483 | PEth Interpretation | 69050-3 | Toxicologist review:Imp:Pt:XXX:Nar: | Liquid Chromatography Tandem Mass Spectrometry (LC-MS/MS)
2024-08-29 | FGNDR | Gonadotropin Releasing Hormone (Gn-RH, Luteinizing Hormone-Releasing Hormone LT-RH) | FGNDR | Gonadotropin Releasing Hormone | 13660-6 | Gonadotropin releasing hormone:MCnc:Pt:Ser/Plas:Qn: | Direct Radioimmunoassay
2024-08-29 | BNZU | Benzodiazepines Confirmation, Random, Urine | 608448 | Benzodiazepines Interpretation | 69050-3 | Toxicologist review:Imp:Pt:XXX:Nar: | Liquid Chromatography Tandem Mass Spectrometry (LC-MS/MS)
2024-08-29 | FCCK1 | Cholecystokinin (CCK) | FCCK1 | Cholecystokinin (CCK) | 2081-8 | Cholecystokinin:MCnc:Pt:Plas:Qn: | Direct radioimmunoassay
2024-08-28 | FENDI | Endothelin I | FENDI | Endothelin I | 49867-5 | Endothelin I:MCnc:Pt:Ser/Plas:Qn: | Direct RIA
2024-08-28 | FGHTP | Ghrelin Total (Plasma) | FGHTP | Ghrelin Total | 76474-6 | Ghrelin:MCnc:Pt:Ser/Plas:Qn: | Direct RIA
2024-08-28 | FPAN2 | Pancreastatin, Plasma | FPAN2 | Pancreastatin, Plasma | 49013-6 | Pancreastatin:MCnc:Pt:Ser/Plas:Qn: | Direct Radioimmunoassay
2024-08-27 | FANG1 | Angiotensin I, Plasma | FANG1 | Angiotensin I, P | 1858-0 | Angiotensin I:MCnc:Pt:Plas:Qn: | Direct ELISA
2024-08-27 | SCOF3 | Severe Acute Respiratory Syndrome Coronavirus 2 (SARS CoV-2) and Influenza Virus Type A and Type B RNA, Molecular Detection, PCR, Varies | 622028 | Influenza A virus PCR | 92142-9 | Influenza virus A RNA:PrThr:Pt:Respiratory System Specimen:Ord:Probe.amp.tar | Multiplex Reverse Transcriptase, Real-Time Polymerase Chain Reaction (RT-qPCR)
2024-08-27 | SCOF3 | Severe Acute Respiratory Syndrome Coronavirus 2 (SARS CoV-2) and Influenza Virus Type A and Type B RNA, Molecular Detection, PCR, Varies | 622029 | Influenza B virus PCR | 92141-1 | Influenza virus B RNA:PrThr:Pt:Respiratory System Specimen:Ord:Probe.amp.tar | Multiplex Reverse Transcriptase, Real-Time Polymerase Chain Reaction (RT-qPCR)
2024-08-27 | SCOF3 | Severe Acute Respiratory Syndrome Coronavirus 2 (SARS CoV-2) and Influenza Virus Type A and Type B RNA, Molecular Detection, PCR, Varies | 622030 | SARS CoV-2 RNA, PCR | 94500-6 | SARS coronavirus 2 RNA:PrThr:Pt:Respiratory System Specimen:Ord:Probe.amp.tar | Multiplex Reverse Transcriptase, Real-Time Polymerase Chain Reaction (RT-qPCR)
2024-08-27 | SCOF3 | Severe Acute Respiratory Syndrome Coronavirus 2 (SARS CoV-2) and Influenza Virus Type A and Type B RNA, Molecular Detection, PCR, Varies | SCOS3 | SARS-CoV-2 & Flu A/B, Source | 31208-2 | Specimen source:Prid:Pt:XXX:Nom: | Multiplex Reverse Transcriptase, Real-Time Polymerase Chain Reaction (RT-qPCR)
2024-08-27 | SCOF4 | Severe Acute Respiratory Syndrome Coronavirus 2 (SARS CoV-2), Influenza Virus Type A and Type B RNA, and Respiratory Syncytial Virus (RSV) Molecular Detection, PCR, Varies | 622032 | Influenza A virus PCR | 92142-9 | Influenza virus A RNA:PrThr:Pt:Respiratory System Specimen:Ord:Probe.amp.tar | Multiplex Reverse Transcriptase, Real-Time Polymerase Chain Reaction (RT-qPCR)
2024-08-27 | SCOF4 | Severe Acute Respiratory Syndrome Coronavirus 2 (SARS CoV-2), Influenza Virus Type A and Type B RNA, and Respiratory Syncytial Virus (RSV) Molecular Detection, PCR, Varies | 622033 | Influenza B virus PCR | 92141-1 | Influenza virus B RNA:PrThr:Pt:Respiratory System Specimen:Ord:Probe.amp.tar | Multiplex Reverse Transcriptase, Real-Time Polymerase Chain Reaction (RT-qPCR)
2024-08-27 | SCOF4 | Severe Acute Respiratory Syndrome Coronavirus 2 (SARS CoV-2), Influenza Virus Type A and Type B RNA, and Respiratory Syncytial Virus (RSV) Molecular Detection, PCR, Varies | 622034 | SARS CoV-2 RNA, PCR | 94500-6 | SARS coronavirus 2 RNA:PrThr:Pt:Respiratory System Specimen:Ord:Probe.amp.tar | Multiplex Reverse Transcriptase, Real-Time Polymerase Chain Reaction (RT-qPCR)
2024-08-27 | SCOF4 | Severe Acute Respiratory Syndrome Coronavirus 2 (SARS CoV-2), Influenza Virus Type A and Type B RNA, and Respiratory Syncytial Virus (RSV) Molecular Detection, PCR, Varies | 622035 | Respiratory Syncytial Virus, PCR | 92131-2 | Respiratory syncytial virus RNA:PrThr:Pt:Respiratory System Specimen:Ord:Probe.amp.tar | Multiplex Reverse Transcriptase, Real-Time Polymerase Chain Reaction (RT-qPCR)
2024-08-27 | SCOF4 | Severe Acute Respiratory Syndrome Coronavirus 2 (SARS CoV-2), Influenza Virus Type A and Type B RNA, and Respiratory Syncytial Virus (RSV) Molecular Detection, PCR, Varies | SCOS4 | SARS-CoV-2 & Flu A/B, Source | 31208-2 | Specimen source:Prid:Pt:XXX:Nom: | Multiplex Reverse Transcriptase, Real-Time Polymerase Chain Reaction (RT-qPCR)
2024-08-26 | FGHRH | Growth Hormone Releasing Hormone (GH-RH, also known as GHRF or GRF) | FGHRH | Growth Hormone Releasing Hormone | 14177-0 | Growth hormone-releasing hormone:MCnc:Pt:Ser/Plas:Qn: | Direct Enzyme Immunoassay (EIA)
2024-08-26 | CRT24 | Creatinine, 24 Hour, Urine | TM27 | Collection Duration (h) | 13362-9 | Collection duration:Time:*:Urine:Qn: | Only orderable as part of a profile. For more information see: -NMH24 / N-Methylhistamine, 24 Hour, Urine -RB24 / Retinol-Binding Protein, 24 Hour, Urine -A124 / Alpha-1-Microglobulin, 24 Hour, Urine Enzymatic Colorimetric Assay
2024-08-26 | CRT24 | Creatinine, 24 Hour, Urine | VL69 | Urine Volume (mL) | 3167-4 | Specimen volume:Vol:24H:Urine:Qn: | Only orderable as part of a profile. For more information see: -NMH24 / N-Methylhistamine, 24 Hour, Urine -RB24 / Retinol-Binding Protein, 24 Hour, Urine -A124 / Alpha-1-Microglobulin, 24 Hour, Urine Enzymatic Colorimetric Assay
2024-08-26 | CYTH1 | T-Helper Cell Type 1 Cytokine Panel, Plasma | 622041 | IL-12p70 | 41760-0 | Interleukin 12:MCnc:Pt:Ser/Plas:Qn: | Bead-Based Multiplex Immunoassay
2024-08-26 | CYTH1 | T-Helper Cell Type 1 Cytokine Panel, Plasma | 622037 | TNF | 3074-2 | Tumor necrosis factor.alpha:MCnc:Pt:Ser/Plas:Qn: | Bead-Based Multiplex Immunoassay
2024-08-26 | CYTH1 | T-Helper Cell Type 1 Cytokine Panel, Plasma | 622038 | IFN-gamma | 27415-9 | Interferon.gamma:MCnc:Pt:Ser/Plas:Qn: | Bead-Based Multiplex Immunoassay
2024-08-26 | CYTH1 | T-Helper Cell Type 1 Cytokine Panel, Plasma | 622039 | IL-2 | 33939-0 | Interleukin 2:MCnc:Pt:Ser/Plas:Qn: | Bead-Based Multiplex Immunoassay
2024-08-26 | CYTH1 | T-Helper Cell Type 1 Cytokine Panel, Plasma | 622040 | IL-2 receptor alpha soluble | 76039-7 | Interleukin 2 receptor.soluble:MCnc:Pt:Ser/Plas:Qn: | Bead-Based Multiplex Immunoassay
2024-08-22 | STL | Enteric Pathogens Culture, Feces | STL | Enteric Pathogens Culture, Stool | In Process | Bacteria:Prid:Pt:Stool:Nom:Culture | Conventional Culture
2024-08-22 | TBIDS | Culture Referred for Identification, Mycobacterium and Nocardia with Antimicrobial Susceptibility Testing, Varies | TBIDS | Mycobacteria Culture Refer ID+Susc | In Process | Mycobacterium sp:Prid:Pt:XXX:Nom:Organism specific culture | 16S rDNA Sequencing/Matrix-Assisted Laser Desorption Ionization Time-of-Flight Mass Spectrometry (MALDI TOF MS)/Rapid Polymerase Chain Reaction (PCR)
2024-08-22 | CTBID | Culture Referred for Identification, Mycobacterium and Nocardia, Varies | CTBID | Culture Refer for ID, Mycobacterium | In Process | Mycobacterium sp:Prid:Pt:XXX:Nom:Organism specific culture | Matrix-Assisted Laser Desorption Ionization Time-of-Flight Mass Spectrometry (MALDI-TOF MS)/16S rDNA Sequencing/Rapid Polymerase Chain Reaction (PCR)
2024-08-22 | FBL | Fungal Culture, Blood | FBL | Fungal Culture, Blood | In Process | Fungus:Prid:Pt:Bld:Nom:Culture | Conventional Broth Culture/Macroscopic/Microscopic/D2 rDNA Gene Sequencing/Real-Time Polymerase Chain Reaction (PCR)/Matrix-Assisted Laser Desorption/Ionization-Time of Flight Mass Spectrometry (MALDI-TOF MS) Dimorphic Pathogen Identification Confirmation: D2 rDNA Gene Sequencing/PCR/MALDI-TOF MS
2024-08-22 | FDERM | Fungal Culture, Dermal | FDERM | Fungal Culture, Dermal | In Process | Fungus:Prid:Pt:XXX:Nom:Culture | Plated to Mycobiotic Agar
2024-08-22 | FUNID | Culture Referred for Identification, Fungus | FUNID | Culture Referred for ID, Fungus | In Process | Fungus:Prid:Pt:Isolate:Nom: | Macroscopic/Microscopic/D2 rDNA Gene Sequencing/Real-Time Polymerase Chain Reaction (rtPCR)/Matrix-Assisted Laser Desorption/Ionization-Time of Flight Mass Spectrometry (MALDI-TOF MS) Dimorphic Pathogen Identification Confirmation: D2 rDNA Gene Sequencing/rtPCR/MALDI-TOF MS
2024-08-22 | MAL | Rapid Malaria/Babesia Smear, Varies | MAL | Malaria/Babesia Smear | In Process | Observation:Prid:Pt:Bld:Nom:Giemsa stain | Giemsa Stain
2024-08-22 | HPCRP | Helicobacter pylori with Clarithromycin Resistance Prediction, Molecular Detection, PCR, Varies | HPORG | Organism Identified by Client | In Process | Bacteria:Prid:Pt:Isolate:Nom:Culture | Real-Time Polymerase Chain Reaction (PCR)
2024-08-22 | MECPI | Methicillin Resistance Gene, Molecular Detection, PCR, Varies | MEORG | Organism Identified by Client | In Process | Bacteria:Prid:Pt:Isolate:Nom:Culture | Real-Time Polymerase Chain Reaction (PCR)/Reverse Transcription PCR (RT-PCR)
2024-08-22 | CAMPC | Campylobacter Culture, Feces | CAMPC | Campylobacter Culture, F | In Process | Campylobacter sp:Prid:Pt:Stool:Nom:Organism specific culture | Conventional Culture
2024-08-22 | CARBI | Carbapenem Resistance Genes, Molecular Detection, PCR, Varies | CRORG | Organism Identified by Client | In Process | Bacteria:Prid:Pt:Isolate:Nom:Culture | Real-Time Polymerase Chain Reaction (PCR)/Reverse Transcription (RT-PCR)
2024-08-21 | FPDPG | Prostaglandin D2 (PGD2) | FPDPG | Prostaglandin D2 (PGD2) | 12839-7 | Prostaglandin D2:MCnc:Pt:Ser/Plas:Qn: | ELISA
2024-08-21 | IDENT | Organism Referred for Identification, Aerobic Bacteria | IDENT | Organism Refer for ID, Aerobic Bact | In Process | Bacteria:Prid:Pt:Isolate:Nom:Aerobic culture | Dependent on organism submitted, 1 or more of the following methods will be used: Conventional Biochemical Testing, Commercial Identification Strips or Panels, Matrix-Assisted Laser Desorption/Ionization Time-of-Flight (MALDI-TOF) Mass Spectrometry, and 16S RNA Gene Sequencing
2024-08-21 | SSF1 | Nocardia Stain, Varies | SSF1 | Nocardia Stain | In Process | Fungus:Prid:Pt:XXX:Nom:Fungus stain | Modified Acid-Fast Stain
2024-08-21 | SALMC | Salmonella Culture, Feces | SALMC | Salmonella Culture, F | In Process | Salmonella sp:Prid:Pt:Stool:Nom:Organism specific culture | Conventional Culture
2024-08-21 | ANIDE | Organism Referred for Identification, Anaerobic Bacteria | ANIDE | Organism Ref for ID, Anaerobic Bact | 20878-5 | Bacteria:Prid:Pt:Isolate:Nom:Anaerobic culture | Dependent on organism submitted, 1 or more of the following methods will be used: Media, Aero Tolerance Testing, Conventional Biochemical Tests, Matrix-Assisted Laser Desorption/Ionization Time-of-Flight (MALDI-TOF) Mass Spectrometry, or 16S RNA Gene Sequencing
2024-08-21 | OPE | Ova and Parasite, Travel History or Immunocompromised, Feces | OPE | Ova and Parasite, Microscopy, F | In Process | Ova & parasites:Prid:Pt:Stool:Nom:Microscopy.light | Microscopic
2024-08-21 | FPCEL | Elastase, Pancreatic, Serum | FPCEL | Pancreatic Elastase-1 | 14048-3 | Elastase.pancreatic:MCnc:Pt:Ser:Qn: | Direct radioimmunoassay (RIA)
2024-08-16 | SAFB | Acid-Fast Smear for Mycobacterium, Varies | SAFB | Acid Fast Smear For Mycobacterium | 676-7 | Observation:Prid:Pt:XXX:Nom:Rhodamine-auramine fluorochrome stain | Auramine-Rhodamine Stain
2024-08-16 | OAPNS | Ova and Parasite, Microscopy, Varies | OAPNS | Ova and Parasite, Microscopy, Varies | 673-4 | Ova & parasites:Prid:Pt:XXX:Nom:Microscopy.light | Microscopic May include Touch/Tease Preparation, Direct Wet Preparation, Concentrated Wet Preparation, Permanent (Trichrome or Giemsa) Stained Preparation
2024-08-16 | FS | Fungal Smear, Varies | FS | Fungal Smear | 658-5 | Observation:Prid:Pt:XXX:Nom:Calcofluor white preparation | Calcofluor/KOH Stain
2024-08-16 | ANAE | Bacterial Culture, Anaerobic, Varies | ANAE | Bacterial Culture, Anaerobic | 635-3 | Bacteria:Prid:Pt:XXX:Nom:Anaerobic culture | Conventional Culture Technique
2024-08-16 | ANAES | Bacterial Culture, Anaerobic with Antimicrobial Susceptibilities, Varies | ANAES | Bacterial Culture, Anaerobic + Susc | 635-3 | Bacteria:Prid:Pt:XXX:Nom:Anaerobic culture | Conventional Culture Technique with Minimal Inhibitory Concentration (MIC) by Agar Dilution (if appropriate)
2024-08-15 | TGQN | Thyroglobulin, Tumor Marker, Serum | TGQN | Thyroglobulin, Tumor Marker, S | 96460-1 | Thyroglobulin^post thyroglobulin antibody neutralization:MCnc:Pt:Ser/Plas:Qn:IA | Only orderable as part of profile. For more information see IETG / Interference Evaluation Heterophile, Thyroglobulin Tumor Marker, Serum. Immunoenzymatic Assay
2024-08-15 | FFTFD | Testosterone, Free, Mass Spectrometry/Equilibrium Dialysis (Endocrine Sciences) | Z6361 | Testosterone, Total | 2986-8 | Testosterone:MCnc:Pt:Ser/Plas:Qn: | Testosterone: high-pressure liquid chromatography (HPLC)/tandem mass spectrometry Free testosterone: equilibrium dialysis
2024-08-15 | FFTFD | Testosterone, Free, Mass Spectrometry/Equilibrium Dialysis (Endocrine Sciences) | Z6362 | % Free Testosterone, (Dialysis) | 15432-8 | Testosterone.free/Testosterone.total:MFr:Pt:Ser/Plas:Qn: | Testosterone: high-pressure liquid chromatography (HPLC)/tandem mass spectrometry Free testosterone: equilibrium dialysis
2024-08-15 | FFTFD | Testosterone, Free, Mass Spectrometry/Equilibrium Dialysis (Endocrine Sciences) | Z6363 | Free Testosterone, Serum | 2991-8 | Testosterone.free:MCnc:Pt:Ser/Plas:Qn: | Testosterone: high-pressure liquid chromatography (HPLC)/tandem mass spectrometry Free testosterone: equilibrium dialysis
2024-08-13 | FCPEU | C-Peptide, 24-Hour Urine | Z6358 | C-Peptide, Urine | 1987-7 | C peptide:MCnc:Pt:Urine:Qn: | Electrochemiluminescence immunoassay (ECLIA)
2024-08-13 | FCPEU | C-Peptide, 24-Hour Urine | Z6359 | C-Peptide, Urine 24hr | 27944-8 | C peptide:MRat:24H:Urine:Qn: | Electrochemiluminescence immunoassay (ECLIA)
2024-08-13 | FCPEU | C-Peptide, 24-Hour Urine | Z6360 | Urine Volume (Milliliters) | Not Provided |  | Electrochemiluminescence immunoassay (ECLIA)
2024-08-08 | JIP | Joint Infection Panel, PCR, Synovial Fluid | 621827 | Streptococcus spp. | 97639-9 | Streptococcus sp DNA:PrThr:Pt:Synv fld:Ord:Non-probe.amp.tar | Multiplex Polymerase Chain Reaction (PCR)
2024-08-08 | JIP | Joint Infection Panel, PCR, Synovial Fluid | 621709 | Staphylococcus aureus | 97634-0 | Staphylococcus aureus DNA:PrThr:Pt:Synv fld:Ord:Non-probe.amp.tar | Multiplex Polymerase Chain Reaction (PCR)
2024-08-08 | JIP | Joint Infection Panel, PCR, Synovial Fluid | 621710 | Staphylococcus lugdunensis | 97635-7 | Staphylococcus lugdunensis DNA:PrThr:Pt:Synv fld:Ord:Non-probe.amp.tar | Multiplex Polymerase Chain Reaction (PCR)
2024-08-08 | JIP | Joint Infection Panel, PCR, Synovial Fluid | 621711 | Streptococcus agalactiae | 97636-5 | Streptococcus agalactiae DNA:PrThr:Pt:Synv fld:Ord:Non-probe.amp.tar | Multiplex Polymerase Chain Reaction (PCR)
2024-08-08 | JIP | Joint Infection Panel, PCR, Synovial Fluid | 621712 | Streptococcus pneumoniae | 97637-3 | Streptococcus pneumoniae DNA:PrThr:Pt:Synv fld:Ord:Non-probe.amp.tar | Multiplex Polymerase Chain Reaction (PCR)
2024-08-08 | JIP | Joint Infection Panel, PCR, Synovial Fluid | 621713 | Streptococcus pyogenes | 97638-1 | Streptococcus pyogenes DNA:PrThr:Pt:Synv fld:Ord:Non-probe.amp.tar | Multiplex Polymerase Chain Reaction (PCR)
2024-08-08 | JIP | Joint Infection Panel, PCR, Synovial Fluid | 621727 | Serratia marcescens | 97633-2 | Serratia marcescens DNA:PrThr:Pt:Synv fld:Ord:Non-probe.amp.tar | Multiplex Polymerase Chain Reaction (PCR)
2024-08-08 | JIP | Joint Infection Panel, PCR, Synovial Fluid | 621738 | Interpretation | 59464-8 | Microbiologist review:Imp:Pt:XXX:Nar: | Multiplex Polymerase Chain Reaction (PCR)
2024-08-08 | JIP | Joint Infection Panel, PCR, Synovial Fluid | 621707 | Peptoniphilus spp. | 97628-2 | Peptoniphilus sp DNA:PrThr:Pt:Synv fld:Ord:Non-probe.amp.tar | Multiplex Polymerase Chain Reaction (PCR)
2024-08-08 | JIP | Joint Infection Panel, PCR, Synovial Fluid | 621708 | Peptostreptococcus anaerobius | 97629-0 | Peptostreptococcus anaerobius DNA:PrThr:Pt:Synv fld:Ord:Non-probe.amp.tar | Multiplex Polymerase Chain Reaction (PCR)
2024-08-08 | JIP | Joint Infection Panel, PCR, Synovial Fluid | 621716 | Enterobacter cloacae complex | 97616-7 | Enterobacter cloacae complex DNA:PrThr:Pt:Synv fld:Ord:Non-probe.amp.tar | Multiplex Polymerase Chain Reaction (PCR)
2024-08-08 | JIP | Joint Infection Panel, PCR, Synovial Fluid | 621717 | Escherichia coli | 97619-1 | Escherichia coli DNA:PrThr:Pt:Synv fld:Ord:Non-probe.amp.tar | Multiplex Polymerase Chain Reaction (PCR)
2024-08-08 | JIP | Joint Infection Panel, PCR, Synovial Fluid | 621718 | Haemophilus influenzae | 97621-7 | Haemophilus influenzae DNA:PrThr:Pt:Synv fld:Ord:Non-probe.amp.tar | Multiplex Polymerase Chain Reaction (PCR)
2024-08-08 | JIP | Joint Infection Panel, PCR, Synovial Fluid | 621719 | Kingella kingae | 97622-5 | Kingella kingae DNA:PrThr:Pt:Synv fld:Ord:Non-probe.amp.tar | Multiplex Polymerase Chain Reaction (PCR)
2024-08-08 | JIP | Joint Infection Panel, PCR, Synovial Fluid | 621720 | Klebsiella aerogenes | 97623-3 | Klebsiella aerogenes DNA:PrThr:Pt:Synv fld:Ord:Non-probe.amp.tar | Multiplex Polymerase Chain Reaction (PCR)
2024-08-08 | JIP | Joint Infection Panel, PCR, Synovial Fluid | 621721 | Klebsiella pneumoniae complex | 97624-1 | Klebsiella pneumoniae+Klebsiella variicola+Klebsiella quasipneumoniae DNA:PrThr:Pt:Synv fld:Ord:Non-probe.amp.tar | Multiplex Polymerase Chain Reaction (PCR)
2024-08-08 | JIP | Joint Infection Panel, PCR, Synovial Fluid | 621722 | Morganella morganii | 97625-8 | Morganella morganii DNA:PrThr:Pt:Synv fld:Ord:Non-probe.amp.tar | Multiplex Polymerase Chain Reaction (PCR)
2024-08-08 | JIP | Joint Infection Panel, PCR, Synovial Fluid | 621723 | Neisseria gonorrhoeae | 97626-6 | Neisseria gonorrhoeae DNA:PrThr:Pt:Synv fld:Ord:Non-probe.amp.tar | Multiplex Polymerase Chain Reaction (PCR)
2024-08-08 | JIP | Joint Infection Panel, PCR, Synovial Fluid | 621724 | Proteus spp. | 97630-8 | Proteus sp DNA:PrThr:Pt:Synv fld:Ord:Non-probe.amp.tar | Multiplex Polymerase Chain Reaction (PCR)
2024-08-08 | JIP | Joint Infection Panel, PCR, Synovial Fluid | 621725 | Pseudomonas aeruginosa | 97631-6 | Pseudomonas aeruginosa DNA:PrThr:Pt:Synv fld:Ord:Non-probe.amp.tar | Multiplex Polymerase Chain Reaction (PCR)
2024-08-08 | JIP | Joint Infection Panel, PCR, Synovial Fluid | 621726 | Salmonella spp. | 97632-4 | Salmonella sp DNA:PrThr:Pt:Synv fld:Ord:Non-probe.amp.tar | Multiplex Polymerase Chain Reaction (PCR)
2024-08-08 | JIP | Joint Infection Panel, PCR, Synovial Fluid | 621703 | Enterococcus faecalis | 97617-5 | Enterococcus faecalis DNA:PrThr:Pt:Synv fld:Ord:Non-probe.amp.tar | Multiplex Polymerase Chain Reaction (PCR)
2024-08-08 | JIP | Joint Infection Panel, PCR, Synovial Fluid | 621704 | Enterococcus faecium | 97618-3 | Enterococcus faecium DNA:PrThr:Pt:Synv fld:Ord:Non-probe.amp.tar | Multiplex Polymerase Chain Reaction (PCR)
2024-08-08 | JIP | Joint Infection Panel, PCR, Synovial Fluid | 621705 | Finegoldia magna | 97620-9 | Finegoldia magna DNA:PrThr:Pt:Synv fld:Ord:Non-probe.amp.tar | Multiplex Polymerase Chain Reaction (PCR)
2024-08-08 | JIP | Joint Infection Panel, PCR, Synovial Fluid | 621706 | Parvimonas micra | 97627-4 | Parvimonas micra DNA:PrThr:Pt:Synv fld:Ord:Non-probe.amp.tar | Multiplex Polymerase Chain Reaction (PCR)
2024-08-08 | JIP | Joint Infection Panel, PCR, Synovial Fluid | 621700 | Anaerococcus prevotii/vaginalis | 97609-2 | Anaerococcus prevotii+vaginalis DNA:PrThr:Pt:Synv fld:Ord:Non-probe.amp.tar | Multiplex Polymerase Chain Reaction (PCR)
2024-08-08 | JIP | Joint Infection Panel, PCR, Synovial Fluid | 621701 | Clostridium perfringens | 97614-2 | Clostridium perfringens:PrThr:Pt:Synv fld:Ord:Non-probe.amp.tar | Multiplex Polymerase Chain Reaction (PCR)
2024-08-08 | JIP | Joint Infection Panel, PCR, Synovial Fluid | 621702 | Cutibacterium avidum/granulosum | 97615-9 | Cutibacterium avidum+granulosum DNA:PrThr:Pt:Synv fld:Ord:Non-probe.amp.tar | Multiplex Polymerase Chain Reaction (PCR)
2024-08-08 | JIP | Joint Infection Panel, PCR, Synovial Fluid | 621714 | Bacteroides fragilis | 97610-0 | Bacteroides fragilis DNA:PrThr:Pt:Synv fld:Ord:Non-probe.amp.tar | Multiplex Polymerase Chain Reaction (PCR)
2024-08-08 | JIP | Joint Infection Panel, PCR, Synovial Fluid | 621715 | Citrobacter spp. | 97613-4 | Citrobacter sp DNA:PrThr:Pt:Synv fld:Ord:Non-probe.amp.tar | Multiplex Polymerase Chain Reaction (PCR)
2024-08-08 | JIP | Joint Infection Panel, PCR, Synovial Fluid | 621728 | Candida spp. | 97612-6 | Candida sp DNA:PrThr:Pt:Synv fld:Ord:Non-probe.amp.tar | Multiplex Polymerase Chain Reaction (PCR)
2024-08-08 | JIP | Joint Infection Panel, PCR, Synovial Fluid | 621729 | Candida albicans | 97611-8 | Candida albicans DNA:PrThr:Pt:Synv fld:Ord:Non-probe.amp.tar | Multiplex Polymerase Chain Reaction (PCR)
2024-08-08 | JIP | Joint Infection Panel, PCR, Synovial Fluid | 621730 | CTX-M | 88250-6 | Bacterial cephalosporin resistance blaCTX-M gene:PrThr:Pt:Isolate/Specimen:Ord:Molgen | Multiplex Polymerase Chain Reaction (PCR)
2024-08-08 | JIP | Joint Infection Panel, PCR, Synovial Fluid | 621731 | IMP | 85498-4 | Bacterial carbapenem resistance blaIMP gene:PrThr:Pt:Isolate/Specimen:Ord:Molgen | Multiplex Polymerase Chain Reaction (PCR)
2024-08-08 | JIP | Joint Infection Panel, PCR, Synovial Fluid | 621732 | KPC | 49617-4 | Bacterial carbapenem resistance blaKPC gene:PrThr:Pt:Isolate/Specimen:Ord:Molgen | Multiplex Polymerase Chain Reaction (PCR)
2024-08-08 | JIP | Joint Infection Panel, PCR, Synovial Fluid | 621733 | mecA/C and MREJ (MRSA) | 96309-0 | Bacterial methicillin resistance mecA+mecC genes+SCCmec+OrfX junction:PrThr:Pt:Isolate/Specimen:Ord:Molgen | Multiplex Polymerase Chain Reaction (PCR)
2024-08-08 | JIP | Joint Infection Panel, PCR, Synovial Fluid | 621734 | NDM | 73982-1 | Bacterial carbapenem resistance blaNDM gene:PrThr:Pt:Isolate/Specimen:Ord:Molgen | Multiplex Polymerase Chain Reaction (PCR)
2024-08-08 | JIP | Joint Infection Panel, PCR, Synovial Fluid | 621735 | OXA-48-like | 85827-4 | Bacterial carbapenem resistance blaOXA-48-like gene:PrThr:Pt:Isolate/Specimen:Ord:Molgen | Multiplex Polymerase Chain Reaction (PCR)
2024-08-08 | JIP | Joint Infection Panel, PCR, Synovial Fluid | 621736 | vanA/B | 62261-3 | Bacterial vancomycin resistance vanA+vanB genes:PrThr:Pt:Isolate/Specimen:Ord:Molgen | Multiplex Polymerase Chain Reaction (PCR)
2024-08-08 | JIP | Joint Infection Panel, PCR, Synovial Fluid | 621737 | VIM | 85501-5 | Bacterial carbapenem resistance blaVIM gene:PrThr:Pt:Isolate/Specimen:Ord:Molgen | Multiplex Polymerase Chain Reaction (PCR)
2024-08-07 | PKLRZ | PKLR Full Gene Analysis, Varies | 621816 | Resources | 99622-3 | Resource information for patient:Find:Pt:^Patient:Doc: | Sequence Capture and Targeted Next-Generation Sequencing (NGS) followed by Polymerase Chain Reaction (PCR) and Sanger Sequencing
2024-08-07 | PKLRZ | PKLR Full Gene Analysis, Varies | 621817 | Additional Information | 48767-8 | Annotation comment:Imp:Pt:{system}:Nar: | Sequence Capture and Targeted Next-Generation Sequencing (NGS) followed by Polymerase Chain Reaction (PCR) and Sanger Sequencing
2024-08-07 | PKLRZ | PKLR Full Gene Analysis, Varies | 621818 | Method | 85069-3 | Lab test method:Type:Pt:Specimen:Nom:* | Sequence Capture and Targeted Next-Generation Sequencing (NGS) followed by Polymerase Chain Reaction (PCR) and Sanger Sequencing
2024-08-07 | PKLRZ | PKLR Full Gene Analysis, Varies | 621819 | Genes Analyzed | 82939-0 | Genetic variant details:Find:Pt:Bld/Tiss:Nar:Molgen | Sequence Capture and Targeted Next-Generation Sequencing (NGS) followed by Polymerase Chain Reaction (PCR) and Sanger Sequencing
2024-08-07 | PKLRZ | PKLR Full Gene Analysis, Varies | 621820 | Disclaimer | 62364-5 | Test performance information:Find:Pt:XXX:Nar: | Sequence Capture and Targeted Next-Generation Sequencing (NGS) followed by Polymerase Chain Reaction (PCR) and Sanger Sequencing
2024-08-07 | PKLRZ | PKLR Full Gene Analysis, Varies | 621821 | Released By | 18771-6 | Provider.signing name:Pn:Pt:Report:Nom: | Sequence Capture and Targeted Next-Generation Sequencing (NGS) followed by Polymerase Chain Reaction (PCR) and Sanger Sequencing
2024-08-07 | PKLRZ | PKLR Full Gene Analysis, Varies | 618935 | Test Description | 62364-5 | Test performance information:Find:Pt:XXX:Nar: | Sequence Capture and Targeted Next-Generation Sequencing (NGS) followed by Polymerase Chain Reaction (PCR) and Sanger Sequencing
2024-08-07 | PKLRZ | PKLR Full Gene Analysis, Varies | 618936 | Specimen | 31208-2 | Specimen source:Prid:Pt:XXX:Nom: | Sequence Capture and Targeted Next-Generation Sequencing (NGS) followed by Polymerase Chain Reaction (PCR) and Sanger Sequencing
2024-08-07 | PKLRZ | PKLR Full Gene Analysis, Varies | 618937 | Source | 31208-2 | Specimen source:Prid:Pt:XXX:Nom: | Sequence Capture and Targeted Next-Generation Sequencing (NGS) followed by Polymerase Chain Reaction (PCR) and Sanger Sequencing
2024-08-07 | PKLRZ | PKLR Full Gene Analysis, Varies | 618938 | Result Summary | 50397-9 | Molecular diagnostic overall interpretation:PrThr:Pt:Bld/Tiss:Ord:Molgen | Sequence Capture and Targeted Next-Generation Sequencing (NGS) followed by Polymerase Chain Reaction (PCR) and Sanger Sequencing
2024-08-07 | PKLRZ | PKLR Full Gene Analysis, Varies | 618939 | Result | 82939-0 | Genetic variant details:Find:Pt:Bld/Tiss:Nar:Molgen | Sequence Capture and Targeted Next-Generation Sequencing (NGS) followed by Polymerase Chain Reaction (PCR) and Sanger Sequencing
2024-08-07 | PKLRZ | PKLR Full Gene Analysis, Varies | 618940 | Interpretation | 59465-5 | Pathologist review:Imp:Pt:XXX:Nar: | Sequence Capture and Targeted Next-Generation Sequencing (NGS) followed by Polymerase Chain Reaction (PCR) and Sanger Sequencing
2024-08-07 | PKLRZ | PKLR Full Gene Analysis, Varies | 618941 | Additional Results | 82939-0 | Genetic variant details:Find:Pt:Bld/Tiss:Nar:Molgen | Sequence Capture and Targeted Next-Generation Sequencing (NGS) followed by Polymerase Chain Reaction (PCR) and Sanger Sequencing
2024-07-24 | LLTOT | Leukemia and Lymphoma Immunophenotyping, Technical Only, Tissue | CKT3 | Tissue Location | 22633-2 | Path report.site of origin:Anat:Pt:Specimen:Nar: | Immunophenotyping
2024-07-24 | LLTOF | Leukemia and Lymphoma Phenotyping, Technical Only, Varies | CKR2 | Reason for Referral | 42349-1 | Reason for referral:Find:Pt:^Patient:Nar: | Immunophenotyping
2024-07-24 | LLTOF | Leukemia and Lymphoma Phenotyping, Technical Only, Varies | CKS2 | Specimen Source | 31208-2 | Specimen source:Prid:Pt:XXX:Nom: | Immunophenotyping
2024-07-24 | LLTOT | Leukemia and Lymphoma Immunophenotyping, Technical Only, Tissue | CKPN3 | Surgical Pathology Number | 80398-1 | Unique identifier:ID:Pt:Current sample:Nom: | Immunophenotyping
2024-07-24 | LLTOT | Leukemia and Lymphoma Immunophenotyping, Technical Only, Tissue | CKR3 | Reason for Referral | 42349-1 | Reason for referral:Find:Pt:^Patient:Nar: | Immunophenotyping
2024-07-24 | LLTOT | Leukemia and Lymphoma Immunophenotyping, Technical Only, Tissue | CKS3 | Tissue Type | 31208-2 | Specimen source:Prid:Pt:XXX:Nom: | Immunophenotyping
2024-07-24 | LLTOT | Leukemia and Lymphoma Immunophenotyping, Technical Only, Tissue | 621506 | LLTOT Result | 69052-9 | Flow cytometry specialist review:Imp:Pt:XXX:Nar: | Immunophenotyping
2024-07-24 | LLTOT | Leukemia and Lymphoma Immunophenotyping, Technical Only, Tissue | 621507 | Final Diagnosis | 22637-3 | Path report.final diagnosis:Imp:Pt:Specimen:Nar: | Immunophenotyping
2024-07-24 | LLTOT | Leukemia and Lymphoma Immunophenotyping, Technical Only, Tissue | 621508 | Special Studies | 30954-2 | Relevant diagnostic tests &or laboratory data:Find:Pt:^Patient:Nar: | Immunophenotyping
2024-07-24 | LLTOT | Leukemia and Lymphoma Immunophenotyping, Technical Only, Tissue | 621509 | Microscopic Description | 22635-7 | Path report.microscopic observation:Prid:Pt:Specimen:Nar:XXX stain | Immunophenotyping
2024-07-24 | CPR | C-Peptide, Serum | CRPN | C-Peptide, S | 13037-7 | C peptide^post CFst:MCnc:Pt:Ser/Plas:Qn: | Electrochemiluminescence Immunoassay (ECLIA)
2024-07-18 | AC1Q | Anti-C1q Antibodies, IgG, Serum | AC1Q | Anti-C1q Antibodies, IgG, S | 44702-9 | Complement C1q Ab:ACnc:Pt:Ser:Qn: | Enzyme-Linked Immunosorbent Assay (ELISA)
2024-07-17 | HPFLU | Influenza Virus Type A and Type B and Respiratory Syncytial Virus (RSV) RNA, Molecular Detection, PCR, Varies | 610414 | Respiratory Syncytial Virus, PCR | 92131-2 | Respiratory syncytial virus RNA:PrThr:Pt:Respiratory System Speciimen:Ord:Probe.amp.tar | Multiplex Reverse Transcriptase, Real-Time Polymerase Chain Reaction (RT-qPCR)
2024-07-17 | HPFLU | Influenza Virus Type A and Type B and Respiratory Syncytial Virus (RSV) RNA, Molecular Detection, PCR, Varies | 610413 | Influenza B virus PCR | 92141-1 | Influenza virus B RNA:PrThr:Pt:Respiratory System Specimen:Ord:Probe.amp.tar | Multiplex Reverse Transcriptase, Real-Time Polymerase Chain Reaction (RT-qPCR)
2024-07-17 | HPFLU | Influenza Virus Type A and Type B and Respiratory Syncytial Virus (RSV) RNA, Molecular Detection, PCR, Varies | 610412 | Influenza A virus PCR | 92142-9 | Influenza virus A RNA:PrThr:Pt:Respiratory System Specimen:Ord:Probe.amp.tar | Multiplex Reverse Transcriptase, Real-Time Polymerase Chain Reaction (RT-qPCR)
2024-07-12 | TGOGF | TGFBR3 (1p22), OGA (10q24) Rearrangement, FISH, Tissue | GC145 | Reason for Referral | 42349-1 | Reason for referral:Find:Pt:^Patient:Nar: | Fluorescence In Situ Hybridization (FISH)
2024-07-12 | TGOGF | TGFBR3 (1p22), OGA (10q24) Rearrangement, FISH, Tissue | 621842 | Result Summary | 50397-9 | Molecular diagnostic overall interpretation:PrThr:Pt:Bld/Tiss:Ord:Molgen | Fluorescence In Situ Hybridization (FISH)
2024-07-12 | TGOGF | TGFBR3 (1p22), OGA (10q24) Rearrangement, FISH, Tissue | 621843 | Interpretation | 69965-2 | Clinical cytogeneticist review:Imp:Pt:XXX:Nar: | Fluorescence In Situ Hybridization (FISH)
2024-07-12 | TGOGF | TGFBR3 (1p22), OGA (10q24) Rearrangement, FISH, Tissue | 621844 | Result | 62356-1 | Chromosome analysis result in ISCN expression:Find:Pt:Bld/Tiss:Nom:Molgen | Fluorescence In Situ Hybridization (FISH)
2024-07-12 | TGOGF | TGFBR3 (1p22), OGA (10q24) Rearrangement, FISH, Tissue | 621845 | Specimen | 31208-2 | Specimen source:Prid:Pt:XXX:Nom: | Fluorescence In Situ Hybridization (FISH)
2024-07-12 | TGOGF | TGFBR3 (1p22), OGA (10q24) Rearrangement, FISH, Tissue | 621846 | Source | 31208-2 | Specimen source:Prid:Pt:XXX:Nom: | Fluorescence In Situ Hybridization (FISH)
2024-07-12 | TGOGF | TGFBR3 (1p22), OGA (10q24) Rearrangement, FISH, Tissue | 621847 | Tissue ID | 80398-1 | Unique identifier:ID:Pt:Current sample:Nom: | Fluorescence In Situ Hybridization (FISH)
2024-07-12 | TGOGF | TGFBR3 (1p22), OGA (10q24) Rearrangement, FISH, Tissue | 621848 | Method | 85069-3 | Lab test method:Type:Pt:Specimen:Nom:* | Fluorescence In Situ Hybridization (FISH)
2024-07-12 | TGOGF | TGFBR3 (1p22), OGA (10q24) Rearrangement, FISH, Tissue | 621849 | Additional Information | 48767-8 | Annotation comment:Imp:Pt:{system}:Nar: | Fluorescence In Situ Hybridization (FISH)
2024-07-12 | TGOGF | TGFBR3 (1p22), OGA (10q24) Rearrangement, FISH, Tissue | 621850 | Disclaimer | 62364-5 | Test performance information:Find:Pt:XXX:Nar: | Fluorescence In Situ Hybridization (FISH)
2024-07-12 | TGOGF | TGFBR3 (1p22), OGA (10q24) Rearrangement, FISH, Tissue | 621851 | Released By | 19139-5 | Pathologist name:Pn:Pt:Provider:Nom: | Fluorescence In Situ Hybridization (FISH)
2024-07-02 | FAPIX | Apixaban, Plasma | Z3530 | Apixaban | 74218-9 | Apixaban:MCnc:Pt:Ser/Plas:Qn:LC/MS/MS | High Performance Liquid Chromatography/Tandem Mass Spectrometry (LC/MS/MS)
2024-07-02 | GQ1ES | Ganglioside GQ1b Antibody, IgG, ELISA, Serum | 621107 | GQ1b-IgG ELISA, S | 63254-7 | Ganglioside GQ1b Ab.IgG:PrThr:Pt:Ser:Ord:IA | Enzyme-Linked Immunosorbent Assay (ELISA)
2024-06-18 | RISA | Risankizumab, Serum | 621304 | Risankizumab, S | 105041-8 | Risankizumab:MCnc:Pt:Ser/Plas:Qn: | Liquid Chromatography Mass Spectrometry (LC-MS)
2024-06-13 | SAU | Sialic Acid, Free and Total, Random, Urine | 621072 | Interpretation | 94423-1 | Lysosomal enzymes screen:Imp:Pt:Urine:Nar: | Liquid Chromatography Tandem Mass Spectrometry (LC-MS/MS)
2024-06-13 | CRDPP | Creatine Disorders Panel, Plasma | 610624 | Guanidinoacetate/Creatine | 105124-2 | Guanidinoacetate/Creatine:SRto:Pt:Ser/Plas:Qn: | Liquid Chromatography Tandem Mass Spectrometry (LC-MS/MS)
2024-06-12 | BRIVA | Brivaracetam, Plasma | 620767 | Brivaracetam, P | 88894-1 | Brivaracetam:MCnc:Pt:Ser/Plas:Qn: | Liquid Chromatography-Tandem Mass Spectrometry (LC-MS/MS)
2024-06-12 | FJCQP | JC Polyoma Virus DNA, Quantitative Real-Time PCR, Plasma | Z6087 | JC Virus DNA, QN PCR | 101731-8 | JC virus DNA:LaCnc:Pt:Ser/Plas:Qn:Probe.amp.tar | Real-Time Polymerase Chain Reaction (RT-PCR)
2024-06-12 | FJCQP | JC Polyoma Virus DNA, Quantitative Real-Time PCR, Plasma | Z6086 | JC Virus DNA, QN PCR | 101342-4 | JC virus DNA:ACnc:Pt:Ser/Plas:Qn:Probe.amp.tar | Real-Time Polymerase Chain Reaction (RT-PCR)
2024-06-11 | AATTF | Antithrombin Activity, with Reflex to Antithrombin Antigen, Plasma | AATTF | Antithrombin Activity, w/ Reflex, P | 27811-9 | Antithrombin actual/Normal:RelCCnc:Pt:PPP:Qn:Chromo | Chromogenic Assay
2024-06-11 | CDIFS | Clostridioides difficile Culture with Antimicrobial Susceptibilities, Varies | CDIFS | C. difficile Culture + Susc | 105047-5 | Clostridioides difficile presence and susceptibility:Find:Pt:XXX:Doc:Organism specific culture | Conventional Culture Technique with Minimum Inhibitory Concentration (MIC) by Agar Dilution
2024-06-10 | FHV8P | Herpesvirus 8 (HHV-8) DNA, Quantitative Real-Time PCR | Z6084 | Herpesvirus 8 DNA, QN PCR | 100684-0 | Herpes virus 8 DNA:LnCnc:Pt:Bld:Qn:Probe.amp.tar | Real-Time Polymerase Chain Reaction, RT-PCR
2024-06-10 | UHBAG | Histoplasma and Blastomyces Antigen, Enzyme Immunoassay, Urine | DEXBH | Histoplasma/Blastomyces Ag Value | 104872-7 | Histoplasma capsulatum+Blastomyces dermatitidis Ag:MCnc:Pt:Urine:Qn:IA | Enzyme Immunoassay (EIA)
2024-06-10 | UHBAG | Histoplasma and Blastomyces Antigen, Enzyme Immunoassay, Urine | UHBAR | Histoplasma/Blastomyces Ag Result | 104871-9 | Histoplasma capsulatum+Blastomyces dermatitidis Ag:PrThr:Pt:Urine:Ord:IA | Enzyme Immunoassay (EIA)
2024-06-06 | SAU | Sialic Acid, Free and Total, Random, Urine | 621069 | Free Sialic Acid | 104658-0 | Sialate.free/Creatinine:SRto:Pt:Urine:Qn: | Liquid Chromatography Tandem Mass Spectrometry (LC-MS/MS)
2024-06-06 | SAU | Sialic Acid, Free and Total, Random, Urine | 621070 | Total Sialic Acid | 104659-8 | Sialate.total/Creatinine:SRto:Pt:Urine:Qn: | Liquid Chromatography Tandem Mass Spectrometry (LC-MS/MS)
2024-06-06 | SAU | Sialic Acid, Free and Total, Random, Urine | 621071 | Total/Free Sialic Acid Ratio | 104660-6 | Sialate.free/Sialate.total:SRto:Pt:Urine:Qn: | Liquid Chromatography Tandem Mass Spectrometry (LC-MS/MS)
2024-06-06 | MTDNU | Methadone Confirmation, Random, Urine | 56028 | EDDP-by GC-MS | 104627-5 | 2-Ethylidene-1,5-Dimethyl-3,3-Diphenylpyrrolidine:PrThr:Pt:Urine:Ord:GC-MS | Gas Chromatography Mass Spectrometry (GC-MS) Confirmation with Quantitation
2024-06-06 | MTDNU | Methadone Confirmation, Random, Urine | 83129 | Methadone-by GC-MS | 104628-3 | Methadone:MCnc:Pt:Urine:Qn:GC-MS | Gas Chromatography Mass Spectrometry (GC-MS) Confirmation with Quantitation
2024-06-06 | PGDBS | Plasmalogens, Blood Spot | 609665 | Hexadecanal-Dimethylacetal, C16 DMA | 104682-0 | 1,1-Dimethoxyhexadecane:MCnc:Pt:Bld.dot:Qn: | Gas Chromatography Mass Spectrometry (GC-MS)
2024-06-06 | PGDBS | Plasmalogens, Blood Spot | 609666 | Octadecanal-Dimethylacetal, C18 DMA | 104683-8 | 1,1-Dimethoxyoctadecane:MCnc:Pt:Bld.dot:Qn: | Gas Chromatography Mass Spectrometry (GC-MS)
2024-06-06 | PGDBS | Plasmalogens, Blood Spot | 609667 | 9Z-Octadecenal-DiMe acetal C18:1DMA | 104684-6 | 1,1-Dimethoxy-(9Z)octadecene:MCnc:Pt:Bld.dot:Qn: | Gas Chromatography Mass Spectrometry (GC-MS)
2024-06-06 | PGDBS | Plasmalogens, Blood Spot | 609670 | C16 DMA/C16:0 | 104685-3 | 1,1-Dimethoxyhexadecane/palmitate:MRto:Pt:Bld.dot:Qn: | Gas Chromatography Mass Spectrometry (GC-MS)
2024-06-06 | PGDBS | Plasmalogens, Blood Spot | 609671 | C18 DMA/C18:0 | 104686-1 | 1,1-Dimethoxyoctadecane/octadecanoate:MRto:Pt:Bld.dot:Qn: | Gas Chromatography Mass Spectrometry (GC-MS)
2024-06-06 | PGRBC | Plasmalogens, Blood | 609678 | 9Z-Octadecenal-DiMe acetal C18:1DMA | 104679-6 | 1,1-Dimethoxy-(9Z)octadecene:MCnc:Pt:RBC:Qn: | Gas Chromatography Mass Spectrometry (GC-MS)
2024-06-06 | PGRBC | Plasmalogens, Blood | 609681 | C16 DMA/C16:0 | 104677-0 | 1,1-Dimethoxyhexadecane/palmitate:MRto:Pt:RBC:Qn: | Gas Chromatography Mass Spectrometry (GC-MS)
2024-06-06 | PGRBC | Plasmalogens, Blood | 609682 | C18 DMA/C18:0 | 104678-8 | 1,1-Dimethoxyoctadecane/octadecanoate:MRto:Pt:RBC:Qn: | Gas Chromatography Mass Spectrometry (GC-MS)
2024-06-06 | PGRBC | Plasmalogens, Blood | 609676 | Hexadecanal-Dimethylacetal, C16 DMA | 104681-2 | 1,1-Dimethoxyhexadecane:MCnc:Pt:RBC:Qn: | Gas Chromatography Mass Spectrometry (GC-MS)
2024-06-06 | PGRBC | Plasmalogens, Blood | 609677 | Octadecanal-Dimethylacetal, C18 DMA | 104680-4 | 1,1-Dimethoxyoctadecane:MCnc:Pt:RBC:Qn: | Gas Chromatography Mass Spectrometry (GC-MS)
2024-06-06 | METAF | Metanephrines, Fractionated, 24 Hour, Urine | 21545 | Normetanephrine, U | 104631-7 | Normetanephrine:MRat:24H:Urine:Qn:LC/MS/MS | Liquid Chromatography Tandem Mass Spectrometry (LC-MS/MS)
2024-06-06 | METAF | Metanephrines, Fractionated, 24 Hour, Urine | 83006 | Total Metanephrines, U | 104630-9 | Metanephrines:MRat:24H:Urine:Qn:LC/MS/MS | Liquid Chromatography Tandem Mass Spectrometry (LC-MS/MS)
2024-06-06 | METAF | Metanephrines, Fractionated, 24 Hour, Urine | 8552 | Metanephrine, U | 104629-1 | Metanephrine:MRat:24H:Urine:Qn:LC/MS/MS | Liquid Chromatography Tandem Mass Spectrometry (LC-MS/MS)
2024-06-06 | BIVAL | Bivalirudin, Ecarin, Plasma | BIVA1 | Bivalirudin, Ecarin, P | 104690-3 | Bivalirudin:MCnc:Pt:PPP:Qn:Chromo | Chromogenic
2024-06-05 | CIFS | Cutaneous Immunofluorescence Antibodies, IgG, Serum | 21539 | Cell Surface Ab IgG | 104831-3 | Intercellular substance Ab.IgG:Titr:Pt:Ser:SemiQn:IF | Indirect Immunofluorescence
2024-06-05 | CIFS | Cutaneous Immunofluorescence Antibodies, IgG, Serum | 21540 | Basement Membrane IgG | 104836-2 | Basement membrane Ab.IgG:Titr:Pt:Ser:SemiQn:IF | Indirect Immunofluorescence
2024-06-05 | CIFS | Cutaneous Immunofluorescence Antibodies, IgG, Serum | 21542 | Primate Split Skin IgG | 104832-1 | Skin Ab.IgG:PrThr:Pt:Ser:Ord:Human split skin substrate | Indirect Immunofluorescence
2024-06-05 | CIFA | Cutaneous Immunofluorescence Antibodies, IgA, Serum | 610628 | Cell Surface Ab IgA | 104829-7 | Intercellular substance Ab.IgA:Titr:Pt:Ser:SemiQn:IF | Indirect Immunofluorescence Assay (IFA)
2024-06-05 | CIFA | Cutaneous Immunofluorescence Antibodies, IgA, Serum | 610629 | Basement Membrane IgA | 104830-5 | Basement membrane Ab.IgA:Titr:Pt:Ser:SemiQn:IF | Indirect Immunofluorescence Assay (IFA)
2024-06-05 | CIFA | Cutaneous Immunofluorescence Antibodies, IgA, Serum | 610630 | Primate Esophagus IgA | 104833-9 | Skin Ab.IgA:PrThr:Pt:Ser/Plas:Ord:Monkey esophagus substrate | Indirect Immunofluorescence Assay (IFA)
2024-06-05 | CIFA | Cutaneous Immunofluorescence Antibodies, IgA, Serum | 610631 | Primate Split Skin IgA | 104834-7 | Skin Ab.IgA:PrThr:Pt:Ser:Ord:Human split skin substrate | Indirect Immunofluorescence Assay (IFA)
2024-06-05 | APOL1 | APOL1 Genotype, Varies | 610559 | APOL1 Result | 104664-8 | APOL1:Geno:Pt:Bld/Tiss/Sal:Nom:Molgen | Real-Time Polymerase Chain Reaction (PCR) with Allelic Discrimination Analysis
2024-06-05 | 2B6Q | Cytochrome P450 2B6 Genotype, Varies | 610566 | CYP2B6 Activity Score | 104666-3 | CYP2B6 Activity Score:Score:Pt:Bld/Tiss:SemiQn: | Real Time-Polymerase Chain Reaction (RT-PCR) with Allelic Discrimination Analysis
2024-06-05 | 2C19R | Cytochrome P450 2C19 Genotype, Varies | 610567 | CYP2C19 Activity Score | 104667-1 | CYP2C19 Activity Score:Score:Pt:Bld/Tiss:SemiQn: | Real-Time Polymerase Chain Reaction (PCR) with Allelic Discrimination Analysis
2024-06-05 | 2C9QT | Cytochrome P450 2C9 Genotype, Varies | 610568 | CYP2C9 Activity Score | 104668-9 | CYP2C9 Activity Score:Score:Pt:Bld/Tiss:SemiQn: | Real-Time Polymerase Chain Reaction (PCR) with Allelic Discrimination Analysis
2024-06-05 | 2D6Q | Cytochrome P450 2D6 Comprehensive Cascade, Varies | 610569 | CYP2D6 Activity Score | 104669-7 | CYP2D6 Activity Score:Score:Pt:Bld/Tiss:SemiQn: | Tier 1: Real Time Polymerase Chain Reaction (PCR) Tier 2: Polymerase Chain Reaction (PCR) followed by DNA Sequence Analysis
2024-06-05 | PGXQP | Focused Pharmacogenomics Panel, Varies | 610570 | CYP2C19 Activity Score | 104667-1 | CYP2C19 Activity Score:Score:Pt:Bld/Tiss:SemiQn: | Real Time Polymerase Chain Reaction (RT-PCR) with Allelic Discrimination Analysis/PCR followed by DNA Sequencing, when appropriate
2024-06-05 | PGXQP | Focused Pharmacogenomics Panel, Varies | 610571 | CYP2C9 Activity Score | 104668-9 | CYP2C9 Activity Score:Score:Pt:Bld/Tiss:SemiQn: | Real Time Polymerase Chain Reaction (RT-PCR) with Allelic Discrimination Analysis/PCR followed by DNA Sequencing, when appropriate
2024-06-05 | PGXQP | Focused Pharmacogenomics Panel, Varies | 610572 | CYP2D6 Activity Score | 104669-7 | CYP2D6 Activity Score:Score:Pt:Bld/Tiss:SemiQn: | Real Time Polymerase Chain Reaction (RT-PCR) with Allelic Discrimination Analysis/PCR followed by DNA Sequencing, when appropriate
2024-06-05 | PSYQP | Psychotropic Pharmacogenomics Gene Panel, Varies | 610573 | CYP2B6 Activity Score | 104666-3 | CYP2B6 Activity Score:Score:Pt:Bld/Tiss:SemiQn: | Real-Time Polymerase Chain Reaction (RT-PCR) with Allelic Discrimination Analysis/Qualitative Allele-Specific RT-PCR/PCR followed by Sizing Analysis
2024-06-05 | PSYQP | Psychotropic Pharmacogenomics Gene Panel, Varies | 610574 | CYP2C19 Activity Score | 104667-1 | CYP2C19 Activity Score:Score:Pt:Bld/Tiss:SemiQn: | Real-Time Polymerase Chain Reaction (RT-PCR) with Allelic Discrimination Analysis/Qualitative Allele-Specific RT-PCR/PCR followed by Sizing Analysis
2024-06-05 | PSYQP | Psychotropic Pharmacogenomics Gene Panel, Varies | 610575 | CYP2C9 Activity Score | 104668-9 | CYP2C9 Activity Score:Score:Pt:Bld/Tiss:SemiQn: | Real-Time Polymerase Chain Reaction (RT-PCR) with Allelic Discrimination Analysis/Qualitative Allele-Specific RT-PCR/PCR followed by Sizing Analysis
2024-06-05 | PSYQP | Psychotropic Pharmacogenomics Gene Panel, Varies | 610576 | CYP2D6 Activity Score | 104669-7 | CYP2D6 Activity Score:Score:Pt:Bld/Tiss:SemiQn: | Real-Time Polymerase Chain Reaction (RT-PCR) with Allelic Discrimination Analysis/Qualitative Allele-Specific RT-PCR/PCR followed by Sizing Analysis
2024-06-05 | DPYDQ | Dihydropyrimidine Dehydrogenase Genotype, Varies | 610139 | DPYD Activity Score | 104665-5 | DPYD Activity Score:Score:Pt:Bld/Tiss:SemiQn: | Real-Time Polymerase Chain Reaction (PCR) with Allelic Discrimination Analysis
2024-06-05 | CRDPP | Creatine Disorders Panel, Plasma | 608071 | Interpretation | 104538-4 | Creatine, guanidinoacetate & creatinine pattern:Imp:Pt:Ser/Plas:Nar: | Liquid Chromatography Tandem Mass Spectrometry (LC-MS/MS)
2024-06-05 | CRDPP | Creatine Disorders Panel, Plasma | 610856 | Guanidinoacetate/Creatinine | 104540-0 | Guanidinoacetate/Creatinine:SRto:Pt:Ser/Plas:Qn: | Liquid Chromatography Tandem Mass Spectrometry (LC-MS/MS)
2024-06-05 | CRDPP | Creatine Disorders Panel, Plasma | 608075 | Creatine/Creatinine | 104539-2 | Creatine/Creatinine:SRto:Pt:Ser/Plas:Qn: | Liquid Chromatography Tandem Mass Spectrometry (LC-MS/MS)
2024-06-04 | IN16Q | CBFB::MYH11 Inversion(16), Quantitative Detection and Minimal Disease Risk Monitoring, qRT-PCR, Varies | 610267 | Interpretation | 59465-5 | Pathologist review:Imp:Pt:XXX:Nar: | Quantitative Real-Time Reverse Transcription Polymerase Chain Reaction (qRT-PCR)
2024-06-04 | DCME | Dendritic Cell and Monocyte Enumeration, Blood | 610371 | DCME Comment | 48767-8 | Annotation comment:Imp:Pt:{system}:Nar: | Flow Cytometry
2024-06-04 | DCME | Dendritic Cell and Monocyte Enumeration, Blood | 610368 | Monocytes (CD14+) | 104548-3 | Monocytes:NCnc:Pt:Bld:Qn:Flow cytometry | Flow Cytometry
2024-06-04 | DCME | Dendritic Cell and Monocyte Enumeration, Blood | 610369 | pDC (CD123+) | 104549-1 | CD3+ CD14+ CD19+CD20+ CD45+CD56+CD123+HLA-DR:NCnc:Pt:Bld:Qn:Flow cytometry | Flow Cytometry
2024-06-04 | DCME | Dendritic Cell and Monocyte Enumeration, Blood | 610370 | mDC (CD11c+) | 104550-9 | CD3+CD11c+CD14+CD19+CD20+CD45+CD56+HLA-DR+:NCnc:Pt:Bld:Qn:Flow cytometry | Flow Cytometry
2024-05-31 | CD40 | B-Cell CD40 Expression by Flow Cytometry, Blood | 89009 | CD40 by Flow, QL, B | 104694-5 | Cells.CD40:PrThr:Pt:Bld:Ord:Flow cytometry | Flow Cytometry
2024-05-23 | C2NAD | PrecivityAD, Plasma | ND2BF | APS Result | Not Provided |  | Immunoprecipitation/Liquid Chromatography Tandem Mass Spectrometry (LC-MS/MS)
2024-05-23 | AD2AR | PrecivityAD2, Reflex to Apolipoprotein E, Plasma | C2RGF | APS2 Result | Not Provided |  | Immunoprecipitation/Liquid Chromatography Tandem Mass Spectrometry (LC-MS/MS)
2024-05-23 | AD2AR | PrecivityAD2, Reflex to Apolipoprotein E, Plasma | C2RLD | Percent p-tau217 Description | Not Provided |  | Immunoprecipitation/Liquid Chromatography Tandem Mass Spectrometry (LC-MS/MS)
2024-05-23 | AD2AR | PrecivityAD2, Reflex to Apolipoprotein E, Plasma | C2RND | Abeta42/40 Ratio Description | Not Provided |  | Immunoprecipitation/Liquid Chromatography Tandem Mass Spectrometry (LC-MS/MS)
2024-05-23 | C2AD2 | PrecivityAD2, Plasma | AD2CF | APS2 Result | Not Provided |  | Immunoprecipitation/Liquid Chromatography Tandem Mass Spectrometry (LC-MS/MS)
2024-05-23 | C2AD2 | PrecivityAD2, Plasma | AD2HD | Percent p-tau217 Description | Not Provided |  | Immunoprecipitation/Liquid Chromatography Tandem Mass Spectrometry (LC-MS/MS)
2024-05-23 | C2AD2 | PrecivityAD2, Plasma | AD2JD | Abeta42/40 Ratio Description | Not Provided |  | Immunoprecipitation/Liquid Chromatography Tandem Mass Spectrometry (LC-MS/MS)
2024-05-23 | SAU | Sialic Acid, Free and Total, Random, Urine | 621073 | Reviewed By | 18771-6 | Provider.signing name:Pn:Pt:Report:Nom: | Liquid Chromatography Tandem Mass Spectrometry (LC-MS/MS)
2024-05-13 | FSULU | Thiosulfate, Urine | Z6354 | Creatinine | 2161-8 | Creatinine:MCnc:Pt:Urine:Qn: | Colorimetry (C) High Performance Liquid Chromatography/Tandem Mass Spectrometry (LS-MS/MS) Refractometer (REF), if appropriate
2024-05-13 | FSULU | Thiosulfate, Urine | Z6355 | Thiosulfate | 12420-6 | Thiosulfate:MCnc:Pt:Urine:Qn: | Colorimetry (C) High Performance Liquid Chromatography/Tandem Mass Spectrometry (LS-MS/MS) Refractometer (REF), if appropriate
2024-05-13 | FSULU | Thiosulfate, Urine | Z6356 | Thiosulfate (Creatinine corrected) | 32274-3 | Thiosulfate/Creatinine:Ratio:Pt:Urine:Qn: | Colorimetry (C) High Performance Liquid Chromatography/Tandem Mass Spectrometry (LS-MS/MS) Refractometer (REF), if appropriate
2024-05-13 | PT217 | Phospho-Tau 217, Plasma | 217PT | pTau217, P | 104663-0 | Tau protein.phosphorylated 217:MCnc:Pt:Ser/Plas:Qn:IA | Chemiluminescent Enzyme Immunoassay
2024-05-13 | CSMOF | Controlled Substance Monitoring Panel, 11 Drug Classes, Screen Only, Immunoassay, Oral Fluid | 621489 | Opioids, Oxymorphone, OF | 104692-9 | Oxymorphone:PrThr:Pt:Saliva:Ord:Screen | Competitive Chemiluminescent Immunoassay
2024-05-06 | FBSQU | Bath Salts Panel (Qualitative), Urine | Z6128 | Eutylone | 96555-8 | Eutylone:PrThr:Pt:Urine:Ord: | High Performance Liquid Chromatography/Tandem Mass Spectrometry (LC-MS/MS)
2024-05-03 | TROP2 | Trophoblast Antigen 2 (TROP2) Immunostain, Semi-Quantitative Immunohistochemistry, Manual | 621626 | Material Received | 81178-6 | Tissue block description and site:Desc:Pt:Specimen:Nar: | Immunohistochemistry (IHC)
2024-05-03 | TROP2 | Trophoblast Antigen 2 (TROP2) Immunostain, Semi-Quantitative Immunohistochemistry, Manual | 621627 | Disclaimer | 62364-5 | Test performance information:Find:Pt:XXX:Nar: | Immunohistochemistry (IHC)
2024-05-03 | TROP2 | Trophoblast Antigen 2 (TROP2) Immunostain, Semi-Quantitative Immunohistochemistry, Manual | 621628 | Case Number | 80398-1 | Unique identifier:ID:Pt:Current sample:Nom: | Immunohistochemistry (IHC)
2024-05-03 | TROP2 | Trophoblast Antigen 2 (TROP2) Immunostain, Semi-Quantitative Immunohistochemistry, Manual | 621625 | Report electronically signed by | 19139-5 | Pathologist name:Pn:Pt:Provider:Nom: | Immunohistochemistry (IHC)
2024-05-03 | TROP2 | Trophoblast Antigen 2 (TROP2) Immunostain, Semi-Quantitative Immunohistochemistry, Manual | 621065 | Interpretation | 59465-5 | Pathologist review:Imp:Pt:XXX:Nar: | Immunohistochemistry (IHC)
2024-04-25 | EPPAN | Comprehensive Epilepsy With or Without Encephalopathy Gene Panel, Varies | 616557 | Resources | 99622-3 | Resource information for patient:Find:Pt:^Patient:Doc: | Sequence Capture and Targeted Next-Generation Sequencing followed by Polymerase Chain Reaction (PCR) and Sanger Sequencing
2024-04-23 | EAEBV | Epstein-Barr Virus Early Antigen, IgG, Serum | EBVEA | EBVEA IgG, S | 40752-8 | Epstein Barr virus early Ab.IgG PrThr:Pt:Ser:Ord:IA | Enzyme-Linked Immunosorbent Assay (ELISA)
2024-04-23 | RSBV | Rare Subepithelial Autoimmune Blistering Disease Variants, Serum | 621404 | Other | 77202-0 | Laboratory comment:Txt:Pt:Report:Nar: | Indirect Immunofluorescence
2024-04-18 | AD2AR | PrecivityAD2, Reflex to Apolipoprotein E, Plasma | C2RRC | Report Comment | Not Provided |  | Immunoprecipitation/Liquid Chromatography Tandem Mass Spectrometry (LC-MS/MS)
2024-04-18 | C2AD2 | PrecivityAD2, Plasma | AD2P | Performing Site | Not Provided |  | Immunoprecipitation/Liquid Chromatography Tandem Mass Spectrometry (LC-MS/MS)
2024-04-18 | C2NAD | PrecivityAD, Plasma | ND2P | Performing Site | Not Provided |  | Immunoprecipitation/Liquid Chromatography Tandem Mass Spectrometry (LC-MS/MS)
2024-04-17 | MECPI | Methicillin Resistance Gene, Molecular Detection, PCR, Varies | MESCR | Specimen Source | 31208-2 | Specimen source:Prid:Pt:XXX:Nom: | Real-Time Polymerase Chain Reaction (PCR)/Reverse Transcription PCR (RT-PCR)
2024-04-17 | MECPI | Methicillin Resistance Gene, Molecular Detection, PCR, Varies | MECPR | mecA Resistance Gene | 48813-0 | Bacterial methicillin resistance mecA gene:PrThr:Pt:Isolate/Specimen:Ord:Molgen | Real-Time Polymerase Chain Reaction (PCR)/Reverse Transcription PCR (RT-PCR)
2024-04-15 | CVRNA | Candida Vaginitis, Nucleic Acid Amplification RNA, Vaginal | 621517 | Candida species, Amplified RNA | 94422-3 | Candida albicans+dubliniensis+parapsilosis+tropicalis RNA:PrThr:Pt:Vag:Ord:Probe.amp.tar | Transcription Mediated Amplification
2024-04-15 | CVRNA | Candida Vaginitis, Nucleic Acid Amplification RNA, Vaginal | 621518 | Candida glabrata, Amplified RNA | 94421-5 | Candida glabrata RNA:PrThr:Pt:Vag:Ord:Probe.amp.tar | Transcription Mediated Amplification
2024-04-09 | ADPKP | Focused Autosomal Dominant Polycystic Kidney Disease Gene Panel, Varies | 618009 | Additional Results | 82939-0 | Genetic variant details:Find:Pt:Bld/Tiss:Nar:Molgen | Sequence Capture and Amplicon-Based Next-Generation Sequencing (NGS)
2024-04-09 | AHUGP | Atypical Hemolytic Uremic Syndrome (aHUS)/Thrombotic Microangiopathy (TMA) /Complement 3 Glomerulopathy (C3G) Gene Panel, Varies | 618023 | Additional Results | 82939-0 | Genetic variant details:Find:Pt:Bld/Tiss:Nar:Molgen | Sequence Capture and Amplicon-Based Next-Generation Sequencing (NGS)
2024-04-09 | ALAGP | Alagille Syndrome Gene Panel, Varies | 618037 | Additional Results | 82939-0 | Genetic variant details:Find:Pt:Bld/Tiss:Nar:Molgen | Sequence Capture and Next Generation Sequencing (NGS)
2024-04-09 | ALPGP | Alport Syndrome Gene Panel, Varies | 618051 | Additional Results | 82939-0 | Genetic variant details:Find:Pt:Bld/Tiss:Nar:Molgen | Sequence Capture Next-Generation Sequencing (NGS)/Sanger Sequencing
2024-04-09 | CASRG | CASR Full Gene Sequencing with Deletion/Duplication, Varies | 618065 | Additional Results | 82939-0 | Genetic variant details:Find:Pt:Bld/Tiss:Nar:Molgen | Sequence Capture and Next-Generation Sequencing (NGS)
2024-04-09 | CKDGP | Cystic Kidney Disease Gene Panel, Varies | 618079 | Additional Results | 82939-0 | Genetic variant details:Find:Pt:Bld/Tiss:Nar:Molgen | Sequence Capture and Amplicon-based Next-Generation Sequencing (NGS)
2024-04-09 | NEPHP | Comprehensive Nephrology Gene Panel, Varies | 618093 | Additional Results | 82939-0 | Genetic variant details:Find:Pt:Bld/Tiss:Nar:Molgen | Sequence Capture and Amplicon-Based Next-Generation Sequencing (NGS)
2024-04-09 | RBART | Bartter Syndrome Gene Panel, Varies | 618107 | Additional Results | 82939-0 | Genetic variant details:Find:Pt:Bld/Tiss:Nar:Molgen | Sequence Capture and Amplicon-Based Next-Generation Sequencing (NGS)
2024-04-09 | PRKSG | PRKAR1A Full Gene Sequencing with Deletion/Duplication, Varies | 617442 | Additional Results | 82939-0 | Genetic variant details:Find:Pt:Bld/Tiss:Nar:Molgen | Sequence Capture and Targeted Next-Generation Sequencing followed by Polymerase Chain Reaction (PCR) and Sanger Sequencing
2024-04-09 | SCN5A | Brugada Syndrome, SCN5A Full Gene Analysis, Varies | 617456 | Additional Results | 82939-0 | Genetic variant details:Find:Pt:Bld/Tiss:Nar:Molgen | Sequence Capture and Targeted Next-Generation Sequencing followed by Polymerase Chain Reaction (PCR) and Sanger Sequencing.
2024-04-09 | SQTSG | Short QT Syndrome Gene Panel, Varies | 617470 | Additional Results | 82939-0 | Genetic variant details:Find:Pt:Bld/Tiss:Nar:Molgen | Sequence Capture and Targeted Next-Generation Sequencing followed by Polymerase Chain Reaction (PCR) and Sanger Sequencing
2024-04-09 | CPVTG | Catecholaminergic Polymorphic Ventricular Tachycardia Gene Panel, Varies | 617218 | Additional Results | 82939-0 | Genetic variant details:Find:Pt:Bld/Tiss:Nar:Molgen | Sequence Capture and Targeted Next-Generation Sequencing followed by Polymerase Chain Reaction (PCR) and Sanger Sequencing
2024-04-09 | CVHBG | Comprehensive Cerebrovascular Gene Panel, Varies | 617232 | Additional Results | 82939-0 | Genetic variant details:Find:Pt:Bld/Tiss:Nar:Molgen | Sequence Capture and Targeted Next-Generation Sequencing followed by Polymerase Chain Reaction (PCR) and Sanger Sequencing
2024-04-09 | DCLNG | Dilated Cardiomyopathy and Left Ventricular Noncompaction Cardiomyopathy Gene Panel, Varies | 617246 | Additional Results | 82939-0 | Genetic variant details:Find:Pt:Bld/Tiss:Nar:Molgen | Sequence Capture and Targeted Next-Generation Sequencing followed by Polymerase Chain Reaction (PCR) and Sanger Sequencing.
2024-04-09 | EDSGG | Ehlers-Danlos Syndrome Gene Panel, Varies | 617260 | Additional Results | 82939-0 | Genetic variant details:Find:Pt:Bld/Tiss:Nar:Molgen | Sequence Capture and Targeted Next-Generation Sequencing (NGS) followed by Polymerase Chain Reaction (PCR) and Sanger Sequencing
2024-04-09 | HCHLG | Hypercholesterolemia Gene Panel, Varies | 617274 | Additional Results | 82939-0 | Genetic variant details:Find:Pt:Bld/Tiss:Nar:Molgen | Sequence Capture and Targeted Next-Generation Sequencing (NGS) followed by Polymerase Chain Reaction (PCR) and Sanger Sequencing.
2024-04-09 | HCMGG | Hypertrophic Cardiomyopathy Gene Panel, Varies | 617288 | Additional Results | 82939-0 | Genetic variant details:Find:Pt:Bld/Tiss:Nar:Molgen | Sequence Capture and Targeted Next-Generation Sequencing followed by Polymerase Chain Reaction (PCR) and Sanger Sequencing
2024-04-09 | HHTGG | Hereditary Hemorrhagic Telangiectasia and Vascular Malformations Gene Panel, Varies | 617302 | Additional Results | 82939-0 | Genetic variant details:Find:Pt:Bld/Tiss:Nar:Molgen | Sequence Capture and Targeted Next-Generation Sequencing followed by Polymerase Chain Reaction (PCR) and Sanger Sequencing
2024-04-09 | HYPBG | Hypobetalipoproteinemia Gene Panel, Varies | 617316 | Additional Results | 82939-0 | Genetic variant details:Find:Pt:Bld/Tiss:Nar:Molgen | Sequence Capture and Targeted Next-Generation Sequencing followed by Polymerase Chain Reaction (PCR) and Sanger Sequencing
2024-04-09 | HYPTG | Hypertriglyceridemia Gene Panel, Varies | 617330 | Additional Results | 82939-0 | Genetic variant details:Find:Pt:Bld/Tiss:Nar:Molgen | Sequence Capture and Targeted Next-Generation Sequencing followed by Polymerase Chain Reaction (PCR) and Sanger Sequencing
2024-04-09 | LIPOG | Lipodystrophy Gene Panel, Varies | 617344 | Additional Results | 82939-0 | Genetic variant details:Find:Pt:Bld/Tiss:Nar:Molgen | Sequence Capture and Targeted Next-Generation Sequencing followed by Polymerase Chain Reaction (PCR) and Sanger Sequencing
2024-04-09 | LQTSG | Long QT Syndrome Gene Panel, Varies | 617358 | Additional Results | 82939-0 | Genetic variant details:Find:Pt:Bld/Tiss:Nar:Molgen | Sequence Capture and Targeted Next-Generation Sequencing followed by Polymerase Chain Reaction (PCR) and Sanger Sequencing.
2024-04-09 | MFBNG | FBN1 Full Gene Sequencing with Deletion/Duplication, Varies | 617372 | Additional Results | 82939-0 | Genetic variant details:Find:Pt:Bld/Tiss:Nar:Molgen | Sequence Capture and Targeted Next-Generation Sequencing followed by Polymerase Chain Reaction (PCR) and Sanger Sequencing.
2024-04-09 | MFRGG | Marfan, Loeys-Dietz, and Aortopathy Gene Panel, Varies | 617386 | Additional Results | 82939-0 | Genetic variant details:Find:Pt:Bld/Tiss:Nar:Molgen | Sequence Capture and Targeted Next-Generation Sequencing followed by Polymerase Chain Reaction (PCR) and Sanger Sequencing
2024-04-09 | NSRGG | Noonan Syndrome and Related Conditions Gene Panel, Varies | 617400 | Additional Results | 82939-0 | Genetic variant details:Find:Pt:Bld/Tiss:Nar:Molgen | Sequence Capture and Targeted Next-Generation Sequencing followed by Polymerase Chain Reaction (PCR) and Sanger Sequencing
2024-04-09 | OIBFG | Osteogenesis Imperfecta and Bone Fragility Gene Panel, Varies | 617414 | Additional Results | 82939-0 | Genetic variant details:Find:Pt:Bld/Tiss:Nar:Molgen | Sequence Capture and Targeted Next-Generation Sequencing followed by Polymerase Chain Reaction (PCR) and Sanger Sequencing
2024-04-09 | PCDGG | Primary Ciliary Dyskinesia Gene Panel, Varies | 617428 | Additional Results | 82939-0 | Genetic variant details:Find:Pt:Bld/Tiss:Nar:Molgen | Sequence Capture and Targeted Next-Generation Sequencing followed by Polymerase Chain Reaction (PCR) and Sanger Sequencing.
2024-04-09 | CSFP | Carrier Screen, Focused Panel, Varies | 608339 | Additional Results | 82939-0 | Genetic variant details:Find:Pt:Bld/Tiss:Nar:Molgen | Targeted Genotyping Array/Polymerase Chain Reaction (PCR)
2024-04-09 | ARVGG | Arrhythmogenic Cardiomyopathy Gene Panel, Varies | 617134 | Additional Results | 82939-0 | Genetic variant details:Find:Pt:Bld/Tiss:Nar:Molgen | Sequence Capture and Targeted Next-Generation Sequencing followed by Polymerase Chain Reaction (PCR) and Sanger Sequencing
2024-04-09 | CACMG | Comprehensive Arrhythmia and Cardiomyopathy Gene Panel, Varies | 617148 | Additional Results | 82939-0 | Genetic variant details:Find:Pt:Bld/Tiss:Nar:Molgen | Sequence Capture and Targeted Next-Generation Sequencing followed by Polymerase Chain Reaction (PCR) and Sanger Sequencing.
2024-04-09 | CAORG | Comprehensive Marfan, Loeys-Dietz, Ehlers-Danlos, and Aortopathy Gene Panel, Varies | 617162 | Additional Results | 82939-0 | Genetic variant details:Find:Pt:Bld/Tiss:Nar:Molgen | Sequence Capture and Targeted Next-Generation Sequencing followed by Polymerase Chain Reaction (PCR) and Sanger Sequencing.
2024-04-09 | CARGG | Comprehensive Arrhythmia Gene Panel, Varies | 617176 | Additional Results | 82939-0 | Genetic variant details:Find:Pt:Bld/Tiss:Nar:Molgen | Sequence Capture and Targeted Next-Generation Sequencing followed by Polymerase Chain Reaction (PCR) and Sanger Sequencing
2024-04-09 | CCMGG | Comprehensive Cardiomyopathy Gene Panel, Varies | 617190 | Additional Results | 82939-0 | Genetic variant details:Find:Pt:Bld/Tiss:Nar:Molgen | Sequence Capture and Targeted Next-Generation Sequencing followed by Polymerase Chain Reaction (PCR) and Sanger Sequencing.
2024-04-09 | CHDGG | Congenital Heart Disease Gene Panel, Varies | 617204 | Additional Results | 82939-0 | Genetic variant details:Find:Pt:Bld/Tiss:Nar:Molgen | Sequence Capture and Targeted Next-Generation Sequencing followed by Polymerase Chain Reaction (PCR) and Sanger Sequencing
2024-04-09 | RFSGS | Focal Segmental Glomerulosclerosis (FSGS) and Nephrotic Syndrome Gene Panel, Varies | 618121 | Additional Results | 82939-0 | Genetic variant details:Find:Pt:Bld/Tiss:Nar:Molgen | Sequence Capture and Amplicon-Based Next-Generation Sequencing (NGS)
2024-04-09 | RSCGP | Nephrocalcinosis, Nephrolithiasis, and Renal Electrolyte Imbalance Gene Panel, Varies | 618135 | Additional Results | 82939-0 | Genetic variant details:Find:Pt:Bld/Tiss:Nar:Molgen | Sequence Capture and Amplicon-Based Next-Generation Sequencing (NGS)
2024-04-09 | CGPH | Custom Gene Panel, Hereditary, Next-Generation Sequencing, Varies | 620157 | Additional Results | 82939-0 | Genetic variant details:Find:Pt:Bld/Tiss:Nar:Molgen | Sequence Capture and Next-Generation Sequencing (NGS)/Polymerase Chain Reaction (PCR), Sanger Sequencing or Multiplex Ligation-Dependent Probe Amplification (MLPA)
2024-04-09 | AUTOG | Autoinflammatory Disorders Gene Panel, Varies | 620099 | Additional Results | 82939-0 | Genetic variant details:Find:Pt:Bld/Tiss:Nar:Molgen | Sequence Capture and Amplicon-Based Next-Generation Sequencing (NGS)/Quantitative Real-Time Polymerase Chain Reaction (qPCR) and Sanger Sequencing as needed.
2024-04-09 | BCELL | B-Cell and Antibody Deficiency Gene Panel, Varies | 620113 | Additional Results | 82939-0 | Genetic variant details:Find:Pt:Bld/Tiss:Nar:Molgen | Sequence Capture and Amplicon-Based Next-Generation Sequencing (NGS)/Quantitative Real-Time Polymerase Chain Reaction (qPCR) and Sanger Sequencing as needed
2024-04-09 | AHLP | AudioloGene Hearing Loss Panel, Varies | 619379 | Additional Results | 82939-0 | Genetic variant details:Find:Pt:Bld/Tiss:Nar:Molgen | Sequence Capture and Amplicon-Based Targeted Next-Generation Sequencing, Polymerase Chain Reaction (PCR), Digital Droplet PCR (ddPCR), Sanger Sequencing, and Gene Dosage Analysis by Multiplex Ligation-Dependent Probe Amplification (MLPA)
2024-04-09 | WNDZ | Wilson Disease, ATP7B Full Gene Sequencing with Deletion/Duplication, Varies | 619416 | Additional Results | 82939-0 | Genetic variant details:Find:Pt:Bld/Tiss:Nar:Molgen | Sequence Capture and Targeted Next-Generation Sequencing (NGS) followed by Polymerase Chain Reaction (PCR) and Sanger Sequencing.
2024-04-09 | ALPSG | Autoimmune Lymphoproliferative Syndrome (ALPS) Gene Panel, Varies | 619753 | Additional Results | 82939-0 | Genetic variant details:Find:Pt:Bld/Tiss:Nar:Molgen | Sequence Capture and Targeted Next-Generation Sequencing (NGS)
2024-04-09 | BTKSG | Bruton Tyrosine Kinase, BTK Full Gene Analysis, Varies | 619767 | Additional Results | 82939-0 | Genetic variant details:Find:Pt:Bld/Tiss:Nar:Molgen | Sequence Capture and Targeted Next-Generation Sequencing (NGS) followed by Polymerase Chain Reaction (PCR) and Sanger Sequencing
2024-04-09 | CFTRN | Cystic Fibrosis Transmembrane Conductance Regulator, CFTR, Full Gene Analysis, Varies | 619781 | Additional Results | 82939-0 | Genetic variant details:Find:Pt:Bld/Tiss:Nar:Molgen | Sequence Capture and Targeted Next-Generation Sequencing (NGS) followed by Polymerase Chain Reaction (PCR) and Sanger Sequencing
2024-04-09 | EBLPD | Epstein Barr Virus (EBV) Susceptibility and Lymphoproliferative Disorders Gene Panel, Varies | 619795 | Additional Results | 82939-0 | Genetic variant details:Find:Pt:Bld/Tiss:Nar:Molgen | Sequence Capture and Targeted Next-Generation Sequencing (NGS) followed by Polymerase Chain Reaction (PCR) and Sanger Sequencing
2024-04-09 | GATAS | GATA-Binding Protein 2, GATA2, Full Gene Analysis, Next-Generation Sequencing, Varies | 619809 | Additional Results | 82939-0 | Genetic variant details:Find:Pt:Bld/Tiss:Nar:Molgen | Sequence Capture and Targeted Next-Generation Sequencing (NGS) followed by Polymerase Chain Reaction (PCR) and Sanger Sequencing
2024-04-09 | HIESG | Hyper-IgE Syndrome Gene Panel, Varies | 619823 | Additional Results | 82939-0 | Genetic variant details:Find:Pt:Bld/Tiss:Nar:Molgen | Sequence Capture and Targeted Next-Generation Sequencing (NGS)
2024-04-09 | HLHGP | Primary Hemophagocytic Lymphohistiocytosis Gene Panel, Varies | 619837 | Additional Results | 82939-0 | Genetic variant details:Find:Pt:Bld/Tiss:Nar:Molgen | Sequence Capture and Targeted Next-Generation Sequencing (NGS) followed by Polymerase Chain Reaction (PCR) and Sanger Sequencing
2024-04-09 | HPANP | Hereditary Pancreatitis Gene Panel, Varies | 619851 | Additional Results | 82939-0 | Genetic variant details:Find:Pt:Bld/Tiss:Nar:Molgen | Sequence Capture and Targeted Next-Generation Sequencing (NGS) followed by Polymerase Chain Reaction (PCR) and Sanger Sequencing
2024-04-09 | IMMAU | Inborn Errors of Immunity with Immune Dysregulation and Autoimmunity Gene Panel, Varies | 619865 | Additional Results | 82939-0 | Genetic variant details:Find:Pt:Bld/Tiss:Nar:Molgen | Sequence Capture and Targeted Next-Generation Sequencing (NGS) followed by Polymerase Chain Reaction (PCR) and Sanger Sequencing
2024-04-09 | SCCNP | Severe Congenital and Cyclic Neutropenia Gene Panel, Varies | 619879 | Additional Results | 82939-0 | Genetic variant details:Find:Pt:Bld/Tiss:Nar:Molgen | Sequence Capture and Targeted Next-Generation Sequencing (NGS) followed by Polymerase Chain Reaction (PCR) and Sanger Sequencing
2024-04-09 | TELDP | Telomere Biology Disorders Gene Panel, Varies | 619893 | Additional Results | 82939-0 | Genetic variant details:Find:Pt:Bld/Tiss:Nar:Molgen | Sequence Capture and Targeted Next-Generation Sequencing (NGS) followed by Polymerase Chain Reaction (PCR) and Sanger Sequencing
2024-04-09 | VIRID | Viral Susceptibility, Defects in Intrinsic and Innate Immunity, Gene Panel, Varies | 619907 | Additional Results | 82939-0 | Genetic variant details:Find:Pt:Bld/Tiss:Nar:Molgen | Sequence Capture and Targeted Next-Generation Sequencing (NGS)
2024-04-09 | GNPFD | Platelet Function Defect Gene Panel, Next-Generation Sequencing, Varies | 619362 | Additional Results | 82939-0 | Genetic variant details:Find:Pt:Bld/Tiss:Nar:Molgen | Sequence Capture and Targeted Next-Generation Sequencing (NGS) followed by Polymerase Chain Reaction (PCR) and Sanger Sequencing
2024-04-09 | GNSPD | Platelet Storage Pool Deficiency Gene Panel, Next-Generation Sequencing, Varies | 619334 | Additional Results | 82939-0 | Genetic variant details:Find:Pt:Bld/Tiss:Nar:Molgen | Sequence Capture and Targeted Next-Generation Sequencing (NGS) followed by Polymerase Chain Reaction (PCR) and Sanger Sequencing
2024-04-09 | GNHTC | Hereditary Thrombocytopenia Gene Panel, Next-Generation Sequencing, Varies | 619348 | Additional Results | 82939-0 | Genetic variant details:Find:Pt:Bld/Tiss:Nar:Molgen | Sequence Capture and Targeted Next-Generation Sequencing (NGS) followed by Polymerase Chain Reaction (PCR) and Sanger Sequencing
2024-04-09 | PCMSP | Postmortem Inherited Congenital Myasthenia Syndrome Gene Panel, Tissue | 620645 | Additional Results | 82939-0 | Genetic variant details:Find:Pt:Bld/Tiss:Nar:Molgen | Sequence Capture and Targeted Next-Generation Sequencing (NGS)
2024-04-09 | PMAOG | Postmortem Aortopathy Gene Panel, Tissue | 620575 | Additional Results | 82939-0 | Genetic variant details:Find:Pt:Bld/Tiss:Nar:Molgen | Sequence Capture and Targeted Next-Generation Sequencing (NGS)
2024-04-09 | PMARG | Postmortem Arrhythmia Gene Panel, Tissue | 620589 | Additional Results | 82939-0 | Genetic variant details:Find:Pt:Bld/Tiss:Nar:Molgen | Sequence Capture and Targeted Next-Generation Sequencing (NGS)
2024-04-09 | PMCAG | Postmortem Cardiomyopathy and Arrhythmia Gene Panel, Tissue | 620603 | Additional Results | 82939-0 | Genetic variant details:Find:Pt:Bld/Tiss:Nar:Molgen | Sequence Capture and Targeted Next-Generation Sequencing (NGS)
2024-04-09 | PMCMG | Postmortem Cardiomyopathy Gene Panel, Tissue | 620617 | Additional Results | 82939-0 | Genetic variant details:Find:Pt:Bld/Tiss:Nar:Molgen | Sequence Capture and Targeted Next-Generation Sequencing (NGS)
2024-04-09 | PMHLH | Postmortem Primary Hemophagocytic Lymphohistiocytosis (HLH) Gene Panel, Tissue | 620631 | Additional Results | 82939-0 | Genetic variant details:Find:Pt:Bld/Tiss:Nar:Molgen | Sequence Capture and Targeted Next-Generation Sequencing (NGS)
2024-04-09 | GNADM | Hereditary Thrombotic Thrombocytopenic Purpura, ADAMTS13 Gene, Next-Generation Sequencing, Varies | 619236 | Additional Results | 82939-0 | Genetic variant details:Find:Pt:Bld/Tiss:Nar:Molgen | Sequence Capture and Targeted Next-Generation Sequencing (NGS) followed by Polymerase Chain Reaction (PCR) and Sanger Sequencing
2024-04-09 | GNANG | Hereditary Angioedema Focused Gene Panel, Next-Generation Sequencing, Varies | 619222 | Additional Results | 82939-0 | Genetic variant details:Find:Pt:Bld/Tiss:Nar:Molgen | Sequence Capture and Targeted Next-Generation Sequencing (NGS) followed by Polymerase Chain Reaction (PCR) and Sanger Sequencing
2024-04-09 | GNBLC | Bleeding Disorders, Comprehensive Gene Panel, Next-Generation Sequencing, Varies | 619264 | Additional Results | 82939-0 | Genetic variant details:Find:Pt:Bld/Tiss:Nar:Molgen | Sequence Capture and Targeted Next-Generation Sequencing (NGS) followed by Polymerase Chain Reaction (PCR) and Sanger Sequencing
2024-04-09 | GNBLF | Bleeding Disorders, Focused Gene Panel, Next-Generation Sequencing, Varies | 619250 | Additional Results | 82939-0 | Genetic variant details:Find:Pt:Bld/Tiss:Nar:Molgen | Sequence Capture and Targeted Next-Generation Sequencing (NGS) followed by Polymerase Chain Reaction (PCR) and Sanger Sequencing
2024-04-09 | GNF13 | Factor XIII Deficiency, F13A1 and F13B Genes, Next-Generation Sequencing, Varies | 619152 | Additional Results | 82939-0 | Genetic variant details:Find:Pt:Bld/Tiss:Nar:Molgen | Sequence Capture and Targeted Next-Generation Sequencing followed by Polymerase Chain Reaction (PCR) and Sanger Sequencing
2024-04-09 | GNFIB | Congenital Fibrinogen Disorders, FGA, FGB, and FGG Genes, Next-Generation Sequencing, Varies | 619166 | Additional Results | 82939-0 | Genetic variant details:Find:Pt:Bld/Tiss:Nar:Molgen | Sequence Capture and Targeted Next-Generation Sequencing (NGS) followed by Polymerase Chain Reaction (PCR) and Sanger Sequencing
2024-04-09 | GNMTC | Macro/Microthrombocytopenia Gene Panel, Next-Generation Sequencing, Varies | 619320 | Additional Results | 82939-0 | Genetic variant details:Find:Pt:Bld/Tiss:Nar:Molgen | Sequence Capture and Targeted Next-Generation Sequencing (NGS) followed by Polymerase Chain Reaction (PCR) and Sanger Sequencing
2024-04-09 | GNMY9 | MYH9-Related Disorders, MYH9 Gene, Next-Generation Sequencing, Varies | 619306 | Additional Results | 82939-0 | Genetic variant details:Find:Pt:Bld/Tiss:Nar:Molgen | Sequence Capture and Targeted Next-Generation Sequencing (NGS) followed by Polymerase Chain Reaction (PCR) and Sanger Sequencing.
2024-04-09 | GNPLT | Platelet Disorders, Comprehensive Gene Panel, Next-Generation Sequencing, Varies | 619292 | Additional Results | 82939-0 | Genetic variant details:Find:Pt:Bld/Tiss:Nar:Molgen | Sequence Capture and Targeted Next-Generation Sequencing (NGS) followed by Polymerase Chain Reaction (PCR) and Sanger Sequencing
2024-04-09 | GNPRC | Protein C Deficiency, PROC Gene, Next-Generation Sequencing, Varies | 619180 | Additional Results | 82939-0 | Genetic variant details:Find:Pt:Bld/Tiss:Nar:Molgen | Sequence Capture and Targeted Next-Generation Sequencing (NGS) followed by Polymerase Chain Reaction (PCR) and Sanger Sequencing
2024-04-09 | GNPRS | Protein S Deficiency, PROS1 Gene, Next-Generation Sequencing, Varies | 619194 | Additional Results | 82939-0 | Genetic variant details:Find:Pt:Bld/Tiss:Nar:Molgen | Sequence Capture and Targeted Next-Generation Sequencing (NGS) followed by Polymerase Chain Reaction (PCR) and Sanger Sequencing
2024-04-09 | GNTHR | Thrombosis Disorders, Comprehensive Gene Panel, Next-Generation Sequencing, Varies | 619278 | Additional Results | 82939-0 | Genetic variant details:Find:Pt:Bld/Tiss:Nar:Molgen | Sequence Capture and Targeted Next-Generation Sequencing (NGS) followed by Polymerase Chain Reaction (PCR) and Sanger Sequencing
2024-04-09 | GNVWD | von Willebrand Disease, VWF and GP1BA Genes, Next-Generation Sequencing, Varies | 619208 | Additional Results | 82939-0 | Genetic variant details:Find:Pt:Bld/Tiss:Nar:Molgen | Sequence Capture and Targeted Next-Generation Sequencing (NGS) followed by Polymerase Chain Reaction (PCR) and Sanger Sequencing
2024-04-09 | NCDA | Congenital Dyserythropoietic Anemia Gene Panel, Next-Generation Sequencing, Varies | 619082 | Additional Results | 82939-0 | Genetic variant details:Find:Pt:Bld/Tiss:Nar:Molgen | Sequence Capture and Targeted Next-Generation Sequencing (NGS) followed by Polymerase Chain Reaction (PCR) and Sanger Sequencing
2024-04-09 | NCYB | Recessive Congenital Methemoglobinemia, CYB5 and CYB5 Reductase Genetic Analysis, Next-Generation Sequencing, Varies | 618984 | Additional Results | 82939-0 | Genetic variant details:Find:Pt:Bld/Tiss:Nar:Molgen | Sequence Capture and Targeted Next-Generation Sequencing (NGS) followed by Polymerase Chain Reaction (PCR) and Sanger Sequencing.
2024-04-09 | NENZ | Red Blood Cell Enzyme Disorders Gene Panel, Next-Generation Sequencing, Varies | 619054 | Additional Results | 82939-0 | Genetic variant details:Find:Pt:Bld/Tiss:Nar:Molgen | Sequence Capture and Targeted Next-Generation Sequencing (NGS) followed by Polymerase Chain Reaction (PCR) and Sanger Sequencing
2024-04-09 | NHEM | Hereditary Erythrocytosis Focused Gene Panel, Next-Generation Sequencing, Varies | 618998 | Additional Results | 82939-0 | Genetic variant details:Find:Pt:Bld/Tiss:Nar:Molgen | Sequence Capture and Targeted Next-Generation Sequencing (NGS) followed by Polymerase Chain Reaction (PCR) and Sanger Sequencing.
2024-04-09 | NHEP | Hereditary Erythrocytosis Gene Panel, Next-Generation Sequencing, Varies | 619026 | Additional Results | 82939-0 | Genetic variant details:Find:Pt:Bld/Tiss:Nar:Molgen | Sequence Capture and Targeted Next-Generation Sequencing (NGS) followed by Polymerase Chain Reaction (PCR) and Sanger Sequencing
2024-04-09 | NHHA | Hereditary Hemolytic Anemia Gene Panel, Next-Generation Sequencing, Varies | 619040 | Additional Results | 82939-0 | Genetic variant details:Find:Pt:Bld/Tiss:Nar:Molgen | Sequence Capture and Targeted Next-Generation Sequencing (NGS) followed by Polymerase Chain Reaction (PCR) and Sanger Sequencing
2024-04-09 | NMEM | Red Blood Cell Membrane Disorders Gene Panel, Next-Generation Sequencing, Varies | 619068 | Additional Results | 82939-0 | Genetic variant details:Find:Pt:Bld/Tiss:Nar:Molgen | Sequence Capture and Targeted Next-Generation Sequencing (NGS) followed by Polymerase Chain Reaction (PCR) and Sanger Sequencing
2024-04-09 | GNANT | Antithrombin Deficiency, SERPINC1 Gene, Next-Generation Sequencing, Varies | 619012 | Additional Results | 82939-0 | Genetic variant details:Find:Pt:Bld/Tiss:Nar:Molgen | Sequence Capture and Targeted Next-Generation Sequencing (NGS) followed by Polymerase Chain Reaction (PCR) and Sanger Sequencing
2024-04-09 | GNF11 | Hemophilia C (Factor XI Deficiency), F11 Gene, Next-Generation Sequencing, Varies | 619138 | Additional Results | 82939-0 | Genetic variant details:Find:Pt:Bld/Tiss:Nar:Molgen | Sequence Capture and Targeted Next-Generation Sequencing (NGS) followed by Polymerase Chain Reaction (PCR) and Sanger Sequencing
2024-04-09 | GNF7 | Factor VII Deficiency, F7 Gene, Next-Generation Sequencing, Varies | 619096 | Additional Results | 82939-0 | Genetic variant details:Find:Pt:Bld/Tiss:Nar:Molgen | Sequence Capture and Targeted Next-Generation Sequencing (NGS) followed by Polymerase Chain Reaction (PCR) and Sanger Sequencing
2024-04-09 | GNHMA | Hemophilia A, F8 Gene, Next-Generation Sequencing, Varies | 619110 | Additional Results | 82939-0 | Genetic variant details:Find:Pt:Bld/Tiss:Nar:Molgen | Sequence Capture and Targeted Next-Generation Sequencing (NGS) followed by Polymerase Chain Reaction (PCR) and Sanger Sequencing
2024-04-09 | GNHMB | Hemophilia B, F9 Gene, Next-Generation Sequencing, Varies | 619124 | Additional Results | 82939-0 | Genetic variant details:Find:Pt:Bld/Tiss:Nar:Molgen | Sequence Capture and Targeted Next-Generation Sequencing (NGS) followed by Polymerase Chain Reaction (PCR) and Sanger Sequencing
2024-04-09 | TTRZ | TTR Gene, Full Gene Analysis, Varies | 618194 | Additional Results | 82939-0 | Genetic variant details:Find:Pt:Bld/Tiss:Nar:Molgen | Sequence Capture and Targeted Next-Generation Sequencing followed by Polymerase Chain Reaction (PCR) and Sanger Sequencing
2024-04-09 | CMSP | Inherited Congenital Myasthenic Syndrome Gene Panel, Varies | 618176 | Additional Results | 82939-0 | Genetic variant details:Find:Pt:Bld/Tiss:Nar:Molgen | Sequence Capture and Targeted Next-Generation Sequencing followed by Polymerase Chain Reaction (PCR) and Sanger Sequencing
2024-04-09 | DMDZ | DMD Gene, Full Gene Analysis, Varies | 618177 | Additional Results | 82939-0 | Genetic variant details:Find:Pt:Bld/Tiss:Nar:Molgen | Sequence Capture and Targeted Next-Generation Sequencing followed by Polymerase Chain Reaction (PCR) and Sanger Sequencing
2024-04-09 | DWPAN | Comprehensive Distal Weakness Gene Panel, Varies | 618178 | Additional Results | 82939-0 | Genetic variant details:Find:Pt:Bld/Tiss:Nar:Molgen | Sequence Capture and Next-Generation Sequencing (NGS), Polymerase Chain Reaction (PCR), Sanger Sequencing, and Dosage Analysis by Droplet Digital Polymerase Chain Reaction (ddPCR)
2024-04-09 | EDMDP | Inherited Emery-Dreifuss Gene Panel, Varies | 618179 | Additional Results | 82939-0 | Genetic variant details:Find:Pt:Bld/Tiss:Nar:Molgen | Sequence Capture and Targeted Next-Generation Sequencing followed by Polymerase Chain Reaction (PCR) and Sanger Sequencing
2024-04-09 | IMNP | Inherited Motor Neuropathy Gene Panel, Varies | 618180 | Additional Results | 82939-0 | Genetic variant details:Find:Pt:Bld/Tiss:Nar:Molgen | Sequence Capture and Next-Generation Sequencing (NGS), Polymerase Chain Reaction (PCR), Sanger Sequencing, and Dosage Analysis by Droplet Digital Polymerase Chain Reaction (ddPCR)
2024-04-09 | IMSNP | Inherited Motor and Sensory Neuropathy Gene Panel, Varies | 618181 | Additional Results | 82939-0 | Genetic variant details:Find:Pt:Bld/Tiss:Nar:Molgen | Sequence Capture and Targeted Next-Generation Sequencing followed by Polymerase Chain Reaction (PCR) and Sanger Sequencing
2024-04-09 | ISNP | Inherited Sensory Neuropathy Gene Panel, Varies | 618182 | Additional Results | 82939-0 | Genetic variant details:Find:Pt:Bld/Tiss:Nar:Molgen | Sequence Capture and Targeted Next-Generation Sequencing followed by Polymerase Chain Reaction (PCR) and Sanger Sequencing
2024-04-09 | ISPP | Inherited Spastic Paraplegia Gene Panel, Varies | 618183 | Additional Results | 82939-0 | Genetic variant details:Find:Pt:Bld/Tiss:Nar:Molgen | Sequence Capture and Targeted Next-Generation Sequencing followed by Polymerase Chain Reaction (PCR) and Sanger Sequencing
2024-04-09 | LGCMP | Inherited Limb-Girdle Muscular Dystrophy and Congenital Myasthenic Syndrome Gene Panel, Varies | 618184 | Additional Results | 82939-0 | Genetic variant details:Find:Pt:Bld/Tiss:Nar:Molgen | Sequence Capture and Targeted Next-Generation Sequencing followed by Polymerase Chain Reaction (PCR) and Sanger Sequencing
2024-04-09 | MDYSP | Inherited Muscular Dystrophy Gene Panel, Varies | 618185 | Additional Results | 82939-0 | Genetic variant details:Find:Pt:Bld/Tiss:Nar:Molgen | Sequence Capture and Targeted Next-Generation Sequencing followed by Polymerase Chain Reaction (PCR) and Sanger Sequencing
2024-04-09 | MNDP | Inherited Motor Neuron Disease Gene Panel, Varies | 618186 | Additional Results | 82939-0 | Genetic variant details:Find:Pt:Bld/Tiss:Nar:Molgen | Sequence Capture and Targeted Next-Generation Sequencing followed by Polymerase Chain Reaction (PCR) and Sanger Sequencing
2024-04-09 | MUPAN | Comprehensive Neuromuscular Gene Panel, Varies | 618187 | Additional Results | 82939-0 | Genetic variant details:Find:Pt:Bld/Tiss:Nar:Molgen | Sequence Capture and Next-Generation Sequencing (NGS), Polymerase Chain Reaction (PCR), Sanger Sequencing, and Dosage Analysis by Droplet Digital Polymerase Chain Reaction (ddPCR)
2024-04-09 | PEPAN | Comprehensive Peripheral Neuropathy Gene Panel, Varies | 618189 | Additional Results | 82939-0 | Genetic variant details:Find:Pt:Bld/Tiss:Nar:Molgen | Sequence Capture and Next-Generation Sequencing (NGS), Polymerase Chain Reaction (PCR), Sanger Sequencing, and Dosage Analysis by Droplet Digital Polymerase Chain Reaction (ddPCR)
2024-04-09 | RABMP | Inherited Rhabdomyolysis and Metabolic Myopathy Panel, Varies | 618190 | Additional Results | 82939-0 | Genetic variant details:Find:Pt:Bld/Tiss:Nar:Molgen | Sequence Capture and Targeted Next-Generation Sequencing followed by Polymerase Chain Reaction (PCR) and Sanger Sequencing
2024-04-09 | SEP9Z | SEPTIN9 Gene, Full Gene Analysis, Varies | 618191 | Additional Results | 82939-0 | Genetic variant details:Find:Pt:Bld/Tiss:Nar:Molgen | Sequence Capture and Targeted Next-Generation Sequencing followed by Polymerase Chain Reaction (PCR) and Sanger Sequencing
2024-04-09 | SMCP | Inherited Skeletal Muscle Channelopathy Gene Panel, Varies | 618192 | Additional Results | 82939-0 | Genetic variant details:Find:Pt:Bld/Tiss:Nar:Molgen | Sequence Capture and Targeted Next-Generation Sequencing followed by Polymerase Chain Reaction (PCR) and Sanger Sequencing
2024-04-09 | SOD1Z | SOD1 Gene, Full Gene Analysis, Varies | 618193 | Additional Results | 82939-0 | Genetic variant details:Find:Pt:Bld/Tiss:Nar:Molgen | Sequence Capture and Targeted Next-Generation Sequencing followed by Polymerase Chain Reaction (PCR) and Sanger Sequencing
2024-04-09 | PARDP | Inherited Parkinson Disease Gene Panel, Varies | 618188 | Additional Results | 82939-0 | Genetic variant details:Find:Pt:Bld/Tiss:Nar:Molgen | Sequence Capture and Targeted Next-Generation Sequencing followed by Polymerase Chain Reaction (PCR) and Sanger Sequencing
2024-04-09 | AFTDP | Inherited Frontotemporal Dementia and Amyotrophic Lateral Sclerosis Gene Panel, Varies | 618174 | Additional Results | 82939-0 | Genetic variant details:Find:Pt:Bld/Tiss:Nar:Molgen | Sequence Capture and Targeted Next-Generation Sequencing followed by Polymerase Chain Reaction (PCR) and Sanger Sequencing
2024-04-09 | ATAXP | Inherited Ataxia Gene Panel, Varies | 618175 | Additional Results | 82939-0 | Genetic variant details:Find:Pt:Bld/Tiss:Nar:Molgen | Sequence Capture and Targeted Next-Generation Sequencing followed by Polymerase Chain Reaction (PCR) and Sanger Sequencing
2024-04-09 | CMITO | Combined Mitochondrial Full Genome and Nuclear Gene Panel, Varies | 618173 | Additional Results | 82939-0 | Genetic variant details:Find:Pt:Bld/Tiss:Nar:Molgen | Sequence Capture and Targeted Next-Generation Sequencing (NGS) followed by Polymerase Chain Reaction (PCR) and Sanger Sequencing
2024-04-09 | NMITO | Nuclear Mitochondrial Gene Panel, Next-Generation Sequencing, Varies | 618172 | Additional Results | 82939-0 | Genetic variant details:Find:Pt:Bld/Tiss:Nar:Molgen | Sequence Capture and Targeted Next-Generation Sequencing (NGS) followed by Polymerase Chain Reaction (PCR) and Sanger Sequencing
2024-03-20 | C2NAD | PrecivityAD, Plasma | ND2L | Limitations of Test Result | Not Provided |  | Immunoprecipitation/Liquid Chromatography Tandem Mass Spectrometry (LC-MS/MS)
2024-03-20 | C2NAD | PrecivityAD, Plasma | ND2M | Methods and Assay Category | Not Provided |  | Immunoprecipitation/Liquid Chromatography Tandem Mass Spectrometry (LC-MS/MS)
2024-03-20 | C2NAD | PrecivityAD, Plasma | ND2N | References | Not Provided |  | Immunoprecipitation/Liquid Chromatography Tandem Mass Spectrometry (LC-MS/MS)
2024-03-20 | C2NAD | PrecivityAD, Plasma | ND2O | Report Comment | Not Provided |  | Immunoprecipitation/Liquid Chromatography Tandem Mass Spectrometry (LC-MS/MS)
2024-03-20 | C2NAD | PrecivityAD, Plasma | ND2B | Amyloid Probability Score (APS) | Not Provided |  | Immunoprecipitation/Liquid Chromatography Tandem Mass Spectrometry (LC-MS/MS)
2024-03-20 | C2NAD | PrecivityAD, Plasma | ND2C | Interpretation | Not Provided |  | Immunoprecipitation/Liquid Chromatography Tandem Mass Spectrometry (LC-MS/MS)
2024-03-20 | C2NAD | PrecivityAD, Plasma | ND2D | APS Reference Interval | Not Provided |  | Immunoprecipitation/Liquid Chromatography Tandem Mass Spectrometry (LC-MS/MS)
2024-03-20 | C2NAD | PrecivityAD, Plasma | ND2E | Patient Age | Not Provided |  | Immunoprecipitation/Liquid Chromatography Tandem Mass Spectrometry (LC-MS/MS)
2024-03-20 | C2NAD | PrecivityAD, Plasma | ND2F | Abeta42/40 Ratio | Not Provided |  | Immunoprecipitation/Liquid Chromatography Tandem Mass Spectrometry (LC-MS/MS)
2024-03-20 | C2NAD | PrecivityAD, Plasma | ND2G | Abeta42/40 Ratio Reference Interval | Not Provided |  | Immunoprecipitation/Liquid Chromatography Tandem Mass Spectrometry (LC-MS/MS)
2024-03-20 | C2NAD | PrecivityAD, Plasma | ND2H | Abeta42/40 Ratio Description | Not Provided |  | Immunoprecipitation/Liquid Chromatography Tandem Mass Spectrometry (LC-MS/MS)
2024-03-20 | C2NAD | PrecivityAD, Plasma | ND2I | ApoE Proteotype | Not Provided |  | Immunoprecipitation/Liquid Chromatography Tandem Mass Spectrometry (LC-MS/MS)
2024-03-20 | C2NAD | PrecivityAD, Plasma | ND2J | ApoE Proteotype Reference Interval | Not Provided |  | Immunoprecipitation/Liquid Chromatography Tandem Mass Spectrometry (LC-MS/MS)
2024-03-20 | C2NAD | PrecivityAD, Plasma | ND2K | Test Description | Not Provided |  | Immunoprecipitation/Liquid Chromatography Tandem Mass Spectrometry (LC-MS/MS)
2024-03-20 | C2AD2 | PrecivityAD2, Plasma | AD2J | Abeta42/40 Ratio Reference Interval | Not Provided |  | Immunoprecipitation/Liquid Chromatography Tandem Mass Spectrometry (LC-MS/MS)
2024-03-20 | C2AD2 | PrecivityAD2, Plasma | AD2K | Test Description | Not Provided |  | Immunoprecipitation/Liquid Chromatography Tandem Mass Spectrometry (LC-MS/MS)
2024-03-20 | C2AD2 | PrecivityAD2, Plasma | AD2L | Limitations of Test Result | Not Provided |  | Immunoprecipitation/Liquid Chromatography Tandem Mass Spectrometry (LC-MS/MS)
2024-03-20 | C2AD2 | PrecivityAD2, Plasma | AD2M | Methods and Assay Category | Not Provided |  | Immunoprecipitation/Liquid Chromatography Tandem Mass Spectrometry (LC-MS/MS)
2024-03-20 | C2AD2 | PrecivityAD2, Plasma | AD2N | References | Not Provided |  | Immunoprecipitation/Liquid Chromatography Tandem Mass Spectrometry (LC-MS/MS)
2024-03-20 | C2AD2 | PrecivityAD2, Plasma | AD2O | Report Comment | Not Provided |  | Immunoprecipitation/Liquid Chromatography Tandem Mass Spectrometry (LC-MS/MS)
2024-03-20 | C2AD2 | PrecivityAD2, Plasma | AD2C | Amyloid Probability Score 2 (APS2) | Not Provided |  | Immunoprecipitation/Liquid Chromatography Tandem Mass Spectrometry (LC-MS/MS)
2024-03-20 | C2AD2 | PrecivityAD2, Plasma | AD2D | APS2 Result Interpretation | Not Provided |  | Immunoprecipitation/Liquid Chromatography Tandem Mass Spectrometry (LC-MS/MS)
2024-03-20 | C2AD2 | PrecivityAD2, Plasma | AD2E | APS2 Result Reference Interval | Not Provided |  | Immunoprecipitation/Liquid Chromatography Tandem Mass Spectrometry (LC-MS/MS)
2024-03-20 | C2AD2 | PrecivityAD2, Plasma | AD2F | APS2 Description | Not Provided |  | Immunoprecipitation/Liquid Chromatography Tandem Mass Spectrometry (LC-MS/MS)
2024-03-20 | C2AD2 | PrecivityAD2, Plasma | AD2G | Percent p-tau217 | Not Provided |  | Immunoprecipitation/Liquid Chromatography Tandem Mass Spectrometry (LC-MS/MS)
2024-03-20 | C2AD2 | PrecivityAD2, Plasma | AD2H | Percent p-tau217 Reference Interval | Not Provided |  | Immunoprecipitation/Liquid Chromatography Tandem Mass Spectrometry (LC-MS/MS)
2024-03-20 | C2AD2 | PrecivityAD2, Plasma | AD2I | Abeta42/40 Ratio | Not Provided |  | Immunoprecipitation/Liquid Chromatography Tandem Mass Spectrometry (LC-MS/MS)
2024-03-20 | AD2AR | PrecivityAD2, Reflex to Apolipoprotein E, Plasma | C2RRF | Performing Site | Not Provided |  | Immunoprecipitation/Liquid Chromatography Tandem Mass Spectrometry (LC-MS/MS)
2024-03-20 | AD2AR | PrecivityAD2, Reflex to Apolipoprotein E, Plasma | C2RN | Abeta42/40 Ratio Reference Interval | Not Provided |  | Immunoprecipitation/Liquid Chromatography Tandem Mass Spectrometry (LC-MS/MS)
2024-03-20 | AD2AR | PrecivityAD2, Reflex to Apolipoprotein E, Plasma | C2RO | Test Description | Not Provided |  | Immunoprecipitation/Liquid Chromatography Tandem Mass Spectrometry (LC-MS/MS)
2024-03-20 | AD2AR | PrecivityAD2, Reflex to Apolipoprotein E, Plasma | C2RP | Limitations of Test Result | Not Provided |  | Immunoprecipitation/Liquid Chromatography Tandem Mass Spectrometry (LC-MS/MS)
2024-03-20 | AD2AR | PrecivityAD2, Reflex to Apolipoprotein E, Plasma | C2RQ | Methods and Assay Category | Not Provided |  | Immunoprecipitation/Liquid Chromatography Tandem Mass Spectrometry (LC-MS/MS)
2024-03-20 | AD2AR | PrecivityAD2, Reflex to Apolipoprotein E, Plasma | C2RR | References | Not Provided |  | Immunoprecipitation/Liquid Chromatography Tandem Mass Spectrometry (LC-MS/MS)
2024-03-20 | AD2AR | PrecivityAD2, Reflex to Apolipoprotein E, Plasma | C2RG | Amyloid Probability Score 2 (APS2) | Not Provided |  | Immunoprecipitation/Liquid Chromatography Tandem Mass Spectrometry (LC-MS/MS)
2024-03-20 | AD2AR | PrecivityAD2, Reflex to Apolipoprotein E, Plasma | C2RH | APS2 Result Interpretation | Not Provided |  | Immunoprecipitation/Liquid Chromatography Tandem Mass Spectrometry (LC-MS/MS)
2024-03-20 | AD2AR | PrecivityAD2, Reflex to Apolipoprotein E, Plasma | C2RI | APS2 Result Reference Interval | Not Provided |  | Immunoprecipitation/Liquid Chromatography Tandem Mass Spectrometry (LC-MS/MS)
2024-03-20 | AD2AR | PrecivityAD2, Reflex to Apolipoprotein E, Plasma | C2RJ | APS2 Description | Not Provided |  | Immunoprecipitation/Liquid Chromatography Tandem Mass Spectrometry (LC-MS/MS)
2024-03-20 | AD2AR | PrecivityAD2, Reflex to Apolipoprotein E, Plasma | C2RK | Percent p-tau217 | Not Provided |  | Immunoprecipitation/Liquid Chromatography Tandem Mass Spectrometry (LC-MS/MS)
2024-03-20 | AD2AR | PrecivityAD2, Reflex to Apolipoprotein E, Plasma | C2RL | Percent p-tau217 Reference Interval | Not Provided |  | Immunoprecipitation/Liquid Chromatography Tandem Mass Spectrometry (LC-MS/MS)
2024-03-20 | AD2AR | PrecivityAD2, Reflex to Apolipoprotein E, Plasma | C2RM | Abeta42/40 Ratio | Not Provided |  | Immunoprecipitation/Liquid Chromatography Tandem Mass Spectrometry (LC-MS/MS)
2024-03-15 | LDAI | Progentec aiSLE DX Lupus Disease Activity Index, Plasma | DA10 | Osteopontin (OPN) | Not Provided |  | Immunoassay
2024-03-15 | LDAI | Progentec aiSLE DX Lupus Disease Activity Index, Plasma | DA11 | aiSLE DX DAI Score | Not Provided |  | Immunoassay
2024-03-15 | LDAI | Progentec aiSLE DX Lupus Disease Activity Index, Plasma | DA12 | Comments | Not Provided |  | Immunoassay
2024-03-15 | LDAI | Progentec aiSLE DX Lupus Disease Activity Index, Plasma | DA2 | Interferon gamma (IFN-g) | Not Provided |  | Immunoassay
2024-03-15 | LDAI | Progentec aiSLE DX Lupus Disease Activity Index, Plasma | DA3 | Interleukin 15 (IL-15) | Not Provided |  | Immunoassay
2024-03-15 | LDAI | Progentec aiSLE DX Lupus Disease Activity Index, Plasma | DA4 | Interleukin 4 (IL-4) | Not Provided |  | Immunoassay
2024-03-15 | LDAI | Progentec aiSLE DX Lupus Disease Activity Index, Plasma | DA5 | Interferon alpha 2 (IFN-a2) | Not Provided |  | Immunoassay
2024-03-15 | LDAI | Progentec aiSLE DX Lupus Disease Activity Index, Plasma | DA6 | Interleukin 10 (IL-10) | Not Provided |  | Immunoassay
2024-03-15 | LDAI | Progentec aiSLE DX Lupus Disease Activity Index, Plasma | DA7 | Interleukin 7 (IL-7) | Not Provided |  | Immunoassay
2024-03-15 | LDAI | Progentec aiSLE DX Lupus Disease Activity Index, Plasma | DA8 | TNF-Relat Apop-Induc Ligand (TRAIL) | Not Provided |  | Immunoassay
2024-03-15 | LDAI | Progentec aiSLE DX Lupus Disease Activity Index, Plasma | DA9 | B Lymphocyte Stimulator (BAFF) BLyS | Not Provided |  | Immunoassay
2024-03-15 | LDAI | Progentec aiSLE DX Lupus Disease Activity Index, Plasma | DA1 | CXC Motif Ligand 10 (CXCL10)(IP-10) | Not Provided |  | Immunoassay
2024-03-15 | LFRI | Progentec aiSLE DX Lupus Flare Risk Index, Plasma | FR4 | Interleukin 7 (IL-7) | Not Provided |  | Immunoassay
2024-03-15 | LFRI | Progentec aiSLE DX Lupus Flare Risk Index, Plasma | FR5 | Interleukin 4 (IL-4) | Not Provided |  | Immunoassay
2024-03-15 | LFRI | Progentec aiSLE DX Lupus Flare Risk Index, Plasma | FR6 | Tumor necrosis factor alpha | Not Provided |  | Immunoassay
2024-03-15 | LFRI | Progentec aiSLE DX Lupus Flare Risk Index, Plasma | FR7 | Mono chemoattrac prot-3 (MCP3) CCL7 | Not Provided |  | Immunoassay
2024-03-15 | LFRI | Progentec aiSLE DX Lupus Flare Risk Index, Plasma | FR8 | B Lymphocyte Stimulator (BAFF) BLyS | Not Provided |  | Immunoassay
2024-03-15 | LFRI | Progentec aiSLE DX Lupus Flare Risk Index, Plasma | FR9 | Osteopontin (OPN) | Not Provided |  | Immunoassay
2024-03-15 | LFRI | Progentec aiSLE DX Lupus Flare Risk Index, Plasma | FR1 | Mono chemoattrac prot-1 (MCP1) CCL2 | Not Provided |  | Immunoassay
2024-03-15 | LFRI | Progentec aiSLE DX Lupus Flare Risk Index, Plasma | FR10 | Tumor necrosis factor receptor 1 | Not Provided |  | Immunoassay
2024-03-15 | LFRI | Progentec aiSLE DX Lupus Flare Risk Index, Plasma | FR11 | Tumor necrosis factor receptor 2 | Not Provided |  | Immunoassay
2024-03-15 | LFRI | Progentec aiSLE DX Lupus Flare Risk Index, Plasma | FR12 | aiSLE DX FRI Score | Not Provided |  | Immunoassay
2024-03-15 | LFRI | Progentec aiSLE DX Lupus Flare Risk Index, Plasma | FR13 | Comments | Not Provided |  | Immunoassay
2024-03-15 | LFRI | Progentec aiSLE DX Lupus Flare Risk Index, Plasma | FR2 | Interleukin 5 (IL-5) | Not Provided |  | Immunoassay
2024-03-15 | LFRI | Progentec aiSLE DX Lupus Flare Risk Index, Plasma | FR3 | Interleukin 17A (IL-17A) | Not Provided |  | Immunoassay
2024-03-14 | PT217 | Phospho-Tau 217, Plasma | PTINT | pTau217 Interpretation | 69048-7 | Immunologist review Imp:Pt:XXX:Nar: | Chemiluminescent Enzyme Immunoassay
2024-03-08 | SESPF | Sesame Seed, IgE, with Reflex to Sesame Seed Component, IgE, Serum | SESA1 | Sesame Seed, IgE, S | 6242-2 | Sesamum indicum Ab.IgE:ACnc:Pt:Ser:Qn: | Fluorescent Enzyme Immunoassay (FEIA)
2024-03-07 | ADAMS | ADAMTS13 Activity Assay, Plasma | 620816 | ADAMTS13 Activity | 53622-7 | von Willebrand factor cleaving protease actual/normal:RelCCnc:Pt:PPP:Qn:Chromo | Fluorescence Resonance Energy Transfer (FRET)
2024-03-07 | ADAMS | ADAMTS13 Activity Assay, Plasma | 620819 | Interpretation | 69049-5 | Coagulation specialist review:Imp:Pt:XXX:Nar: | Fluorescence Resonance Energy Transfer (FRET)
2024-03-06 | MEASR | Measles Virus, Molecular Detection, PCR, Throat | 617821 | Measles Virus PCR, Throat | 91077-8 | Measles virus RNA:PrThr:Pt:Respiratory system specimen.upper:Ord:Probe.amp.tar | Real-Time Polymerase Chain Reaction (PCR)
2024-03-06 | PNRP | Pneumocystis jiroveci, Molecular Detection, PCR, Varies | 81698 | Pneumocystis PCR, Result | 89996-3 | Pneumocystis jiroveci DNA:PrThr:Pt:Respiratory system specimen.lower:Ord:Non-probe.amp.tar | Real-Time Polymerase Chain Reaction (PCR)
2024-03-05 | TIU24 | Titanium, 24 Hour, Urine | VL73 | Urine Volume | 3167-4 | Specimen volume:Vol:24H:Urine:Qn: | Triple-Quadrupole Inductively Coupled Plasma-Mass Spectrometry (ICP-MS/MS)
2024-03-05 | TIU24 | Titanium, 24 Hour, Urine | TIME8 | Collection Duration | 13362-9 | Collection duration:Time:*:Urine:Qn: | Triple-Quadrupole Inductively Coupled Plasma-Mass Spectrometry (ICP-MS/MS)
2024-03-05 | RPB | Respiratory Panel, PCR, Varies | 610542 | Parainfluenza Virus 4 | 94486-8 | Parainfluenza virus 4 RNA:PrThr:Pt:Respiratory system specimen.lower:Ord:Non-probe.amp.tar | Multiplex Polymerase Chain Reaction (PCR)
2024-03-05 | RPB | Respiratory Panel, PCR, Varies | 610541 | Parainfluenza Virus 3 | 94485-0 | Parainfluenza virus 3 RNA:PrThr:Pt:Respiratory system specimen.lower:Ord:Non-probe.amp.tar | Multiplex Polymerase Chain Reaction (PCR)
2024-03-05 | RPB | Respiratory Panel, PCR, Varies | 610540 | Parainfluenza Virus 2 | 94484-3 | Parainfluenza virus 2 RNA:PrThr:Pt:Respiratory system specimen.lower:Ord:Non-probe.amp.tar | Multiplex Polymerase Chain Reaction (PCR)
2024-03-05 | RPB | Respiratory Panel, PCR, Varies | 610539 | Parainfluenza Virus 1 | 94483-5 | Parainfluenza virus 1 RNA:PrThr:Pt:Respiratory system specimen.lower:Ord:Non-probe.amp.tar | Multiplex Polymerase Chain Reaction (PCR)
2024-03-05 | RPB | Respiratory Panel, PCR, Varies | 610533 | Coronavirus OC43 | 94482-7 | Human coronavirus OC43 RNA:PrThr:Pt:Respiratory system specimen.lower:Ord:Non-probe.amp.tar | Multiplex Polymerase Chain Reaction (PCR)
2024-03-05 | RPB | Respiratory Panel, PCR, Varies | 610532 | Coronavirus NL63 | 94481-9 | Human coronavirus NL63 RNA:PrThr:Pt:Respiratory system specimen.lower:Ord:Non-probe.amp.tar | Multiplex Polymerase Chain Reaction (PCR)
2024-03-05 | RPB | Respiratory Panel, PCR, Varies | 610531 | Coronavirus HKU1 | 94480-1 | Human coronavirus HKU1 RNA:PrThr:Pt:Respiratory system specimen.lower:Ord:Non-probe.amp.tar | Multiplex Polymerase Chain Reaction (PCR)
2024-03-05 | RPB | Respiratory Panel, PCR, Varies | 610530 | Coronavirus 229E | 94479-3 | Human coronavirus 229E RNA:PrThr:Pt:Respiratory system specimen.lower:Ord:Non-probe.amp.tar | Multiplex Polymerase Chain Reaction (PCR)
2024-03-05 | RPB | Respiratory Panel, PCR, Varies | 610544 | Bordetella pertussis | 94478-5 | Bordetella pertussis.pertussis toxin promoter region:PrThr:Pt:Respiratory system specimen.lower:Ord:Non-probe.amp.tar | Multiplex Polymerase Chain Reaction (PCR)
2024-03-05 | RPB | Respiratory Panel, PCR, Varies | 610529 | Adenovirus | 92987-7 | Adenovirus DNA:PrThr:Pt:Respiratory system specimen.lower:Ord:Non-probe.amp.tar | Multiplex Polymerase Chain Reaction (PCR)
2024-03-04 | RPB | Respiratory Panel, PCR, Varies | 610546 | Chlamydia pneumoniae | 92986-9 | Chlamydophila pneumoniae DNA:PrThr:Pt:Respiratory system specimen.lower:Ord:Non-probe.amp.tar | Multiplex Polymerase Chain Reaction (PCR)
2024-03-04 | RPB | Respiratory Panel, PCR, Varies | 610545 | Bordetella parapertussis | In Process | Bordetella parapertussis IS1001 DNA:PrThr:Pt:Respiratory system specimen.lower:Ord:Non-probe.amp.tar | Multiplex Polymerase Chain Reaction (PCR)
2024-03-04 | RPB | Respiratory Panel, PCR, Varies | 610535 | Human Metapneumovirus | 92978-6 | Human Metapneumovirus RNA:PrThr:Pt:Respiratory system specimen.lower:Ord:Non-probe.amp.tar | Multiplex Polymerase Chain Reaction (PCR)
2024-03-04 | RPB | Respiratory Panel, PCR, Varies | 610537 | Influenza A | 92977-8 | Influenza virus A RNA:PrThr:Pt:Respiratory system specimen.lower:Ord:Non-probe.amp.tar | Multiplex Polymerase Chain Reaction (PCR)
2024-03-04 | RPB | Respiratory Panel, PCR, Varies | 610538 | Influenza B | 92976-0 | Influenza virus B RNA:PrThr:Pt:Respiratory system specimen.lower:Ord:Non-probe.amp.tar | Multiplex Polymerase Chain Reaction (PCR)
2024-03-04 | RPB | Respiratory Panel, PCR, Varies | 610547 | Mycoplasma pneumoniae | 92964-6 | Mycoplasma pneumoniae DNA:PrThr:Pt:Respiratory system specimen.lower:Ord:Non-probe.amp.tar | Multiplex Polymerase Chain Reaction (PCR)
2024-03-04 | RPB | Respiratory Panel, PCR, Varies | 610543 | Respiratory Syncytial Virus | 92957-0 | Respiratory syncytial virus RNA:PrThr:Pt:Respiratory system specimen.lower:Ord:Non-probe.amp.tar | Multiplex Polymerase Chain Reaction (PCR)
2024-03-04 | RPB | Respiratory Panel, PCR, Varies | 610536 | Human Rhinovirus/ Enterovirus | 92956-2 | Rhinovirus+Enterovirus RNA:PrThr:Pt:Respiratory system specimen.lower:Ord:Non-probe.amp.tar | Multiplex Polymerase Chain Reaction (PCR)
2024-03-04 | TIWB | Titanium, Blood | 614612 | Titanium, B | 59753-4 | Titanium:MCnc:Pt:Bld:Qn: | Triple-Quadrupole Inductively Coupled Plasma Mass Spectrometry (ICP-MS/MS)
2024-03-04 | TIU24 | Titanium, 24 Hour, Urine | 614613 | Titanium, 24 HR, U | 29929-7 | Titanium:MRat:24H:Urine:Qn: | Triple-Quadrupole Inductively Coupled Plasma-Mass Spectrometry (ICP-MS/MS)
2024-03-01 | HISER | Histoplasma Antibody Complement Fixation and Immunodiffusion, Serum | 621214 | Histoplasma Yeast CompFix, S | 20574-0 | Histoplasma capsulatum yeast phase Ab:Titr:Pt:Ser:SemiQn:Comp fix | Complement Fixation (CF)/Immunodiffusion (ID)
2024-03-01 | HISER | Histoplasma Antibody Complement Fixation and Immunodiffusion, Serum | 621215 | Histoplasma Immunodiffusion, S | 90232-0 | Histoplasma capsulatum Ab:Prid:Pt:Ser/Plas:Nom:Immune diffusion | Complement Fixation (CF)/Immunodiffusion (ID)
2024-03-01 | HICSF | Histoplasma Antibody Complement Fixation and Immunodiffusion, Spinal Fluid | 621217 | Histoplasma Yeast CompFix, CSF | 27209-6 | Histoplasma capsulatum yeast phase Ab:Titr:Pt:CSF:SemiQn:Comp fix | Complement Fixation (CF)/Immunodiffusion (ID)
2024-03-01 | HICSF | Histoplasma Antibody Complement Fixation and Immunodiffusion, Spinal Fluid | 621218 | Histoplasma Immunodiffusion, CSF | 91682-5 | Histoplasma capsulatum Ab:Prid:Pt:CSF:Nom:Immune diffusion | Complement Fixation (CF)/Immunodiffusion (ID)
2024-02-27 | HTG2 | Thyroglobulin, Tumor Marker, Serum | TGAB2 | Thyroglobulin Antibody, S | 56536-6 | Thyroglobulin Ab:ACnc:Pt:Ser/Plas:Qn:IA | Immunoenzymatic Assay
2024-02-26 | FGEN | Fungal Culture, Routine | FGEN | Fungal Culture, Routine | 51723-5 | Fungus:PrThr:Pt:XXX:Ord:Organism specific culture | Conventional Agar Culture/Macroscopy/Microscopy/D2 rDNA Gene Sequencing/Real-Time Polymerase Chain Reaction (rtPCR)/Matrix-Assisted Laser Desorption/Ionization Time-Of-Flight Mass Spectrometry (MALDI-TOF MS) Dimorphic Pathogen Identification Confirmation: D2 rDNA Gene Sequencing/rtPCR/MALDI-TOF MS
2024-02-26 | FFTEN | Tetrahydrobiopterin and Neopterin Profile (BH4, N) | Z2235 | Tetrahydrobiopterin | Not Provided | Tetrahydrobiopterin:SCnc:Pt:CSF:Qn: | HPLC/Electrochemistry/Fluorescence
2024-02-20 | FDME | Duck Meat IgE | Z3899 | CLASS | Unable to Verify |  | Enzyme Immunoassay (EIA)
2024-02-20 | FEPI | Epidermophyton floccosum IgE | Z4039 | CLASS | Unable to Verify |  | Enzyme Immunoassay (EIA)
2024-02-20 | FDKYE | Dock Yellow (Rumex crispus) IgE | Z3089 | Class | Unable to Verify |  | ImmunoCAP FEIA
2024-02-20 | FDFEN | Dog Fennel (Anthemis cotula) IgE | Z5607 | Class | Unable to Verify |  | ImmunoCAP FEIA
2024-02-20 | CSMOF | Controlled Substance Monitoring Panel, 11 Drug Classes, Screen Only, Immunoassay, Oral Fluid | 621491 | Opioids, Fentanyl, OF | 87815-7 | fentaNYL:PrThr:Pt:Saliva:Ord:Screen | Competitive Chemiluminescent Immunoassay
2024-02-20 | CSMOF | Controlled Substance Monitoring Panel, 11 Drug Classes, Screen Only, Immunoassay, Oral Fluid | 621492 | Opioids, Tramadol, OF | 74110-8 | traMADol:PrThr:Pt:Saliva:Ord:Screen | Competitive Chemiluminescent Immunoassay
2024-02-20 | CSMOF | Controlled Substance Monitoring Panel, 11 Drug Classes, Screen Only, Immunoassay, Oral Fluid | 621493 | Opioids, Buprenorphine, OF | 73942-5 | Buprenorphine:PrThr:Pt:Saliva:Ord:Screen | Competitive Chemiluminescent Immunoassay
2024-02-20 | CSMOF | Controlled Substance Monitoring Panel, 11 Drug Classes, Screen Only, Immunoassay, Oral Fluid | 621494 | Benzodiazepines, Oxazepam, OF | 72614-1 | Oxazepam:PrThr:Pt:Saliva:Ord: | Competitive Chemiluminescent Immunoassay
2024-02-20 | CSMOF | Controlled Substance Monitoring Panel, 11 Drug Classes, Screen Only, Immunoassay, Oral Fluid | 621495 | Benzodiazepines, Clonazepam, OF | 61039-4 | clonazePAM:PrThr:Pt:XXX:Ord: | Competitive Chemiluminescent Immunoassay
2024-02-20 | CSMOF | Controlled Substance Monitoring Panel, 11 Drug Classes, Screen Only, Immunoassay, Oral Fluid | 621496 | Benzodiazepines, Lorazepam, OF | 61044-4 | LORazepam:PrThr:Pt:XXX:Ord: | Competitive Chemiluminescent Immunoassay
2024-02-20 | CSMOF | Controlled Substance Monitoring Panel, 11 Drug Classes, Screen Only, Immunoassay, Oral Fluid | 621497 | Non-Benzodiazepine, Zolpidem, OF | 87820-7 | Zolpidem:PrThr:Pt:Saliva:Ord:Screen | Competitive Chemiluminescent Immunoassay
2024-02-20 | CSMOF | Controlled Substance Monitoring Panel, 11 Drug Classes, Screen Only, Immunoassay, Oral Fluid | 621498 | Stimulants, Amphetamine, OF | 40799-9 | Amphetamines:PrThr:Pt:Saliva:Ord:Screen | Competitive Chemiluminescent Immunoassay
2024-02-20 | CSMOF | Controlled Substance Monitoring Panel, 11 Drug Classes, Screen Only, Immunoassay, Oral Fluid | 621499 | Stimulants, Methamphetamine, OF | 40804-7 | Methamphetamine:PrThr:Pt:Saliva:Ord:Screen | Competitive Chemiluminescent Immunoassay
2024-02-20 | CSMOF | Controlled Substance Monitoring Panel, 11 Drug Classes, Screen Only, Immunoassay, Oral Fluid | 621500 | Stimulants, Methylphenidate, OF | 87805-8 | Methylphenidate:PrThr:Pt:Saliva:Ord:Screen | Competitive Chemiluminescent Immunoassay
2024-02-20 | CSMOF | Controlled Substance Monitoring Panel, 11 Drug Classes, Screen Only, Immunoassay, Oral Fluid | 621501 | Stimulants, Cocaine Metabolite (BE), OF | 40802-1 | Cocaine:PrThr:Pt:Saliva:Ord:Screen | Competitive Chemiluminescent Immunoassay
2024-02-20 | CSMOF | Controlled Substance Monitoring Panel, 11 Drug Classes, Screen Only, Immunoassay, Oral Fluid | 621502 | PCP, Phencyclidine, OF | 40808-8 | Phencyclidine:PrThr:Pt:Saliva:Ord:Screen | Competitive Chemiluminescent Immunoassay
2024-02-20 | CSMOF | Controlled Substance Monitoring Panel, 11 Drug Classes, Screen Only, Immunoassay, Oral Fluid | 621503 | Marijuana metabolite (THC-COOH), OF | 40801-3 | Cannabinoids:PrThr:Pt:Saliva:Ord:Screen | Competitive Chemiluminescent Immunoassay
2024-02-20 | CSMOF | Controlled Substance Monitoring Panel, 11 Drug Classes, Screen Only, Immunoassay, Oral Fluid | 621504 | Barbiturates, Phenobarbital, OF | 32108-3 | PHENobarbital:PrThr:Pt:XXX:Ord: | Competitive Chemiluminescent Immunoassay
2024-02-20 | CSMOF | Controlled Substance Monitoring Panel, 11 Drug Classes, Screen Only, Immunoassay, Oral Fluid | 621484 | Controlled Substance Interpretation | 69050-3 | Toxicologist review:Imp:Pt:XXX:Nar: | Competitive Chemiluminescent Immunoassay
2024-02-20 | CSMOF | Controlled Substance Monitoring Panel, 11 Drug Classes, Screen Only, Immunoassay, Oral Fluid | 621485 | Opioids, 6-acetylmorphine, OF | 32099-4 | 6-Monoacetylmorphine:PrThr:Pt:XXX:Ord: | Competitive Chemiluminescent Immunoassay
2024-02-20 | CSMOF | Controlled Substance Monitoring Panel, 11 Drug Classes, Screen Only, Immunoassay, Oral Fluid | 621486 | Opioids, Morphine, OF | 32100-0 | Morphine:PrThr:Pt:XXX:Ord: | Competitive Chemiluminescent Immunoassay
2024-02-20 | CSMOF | Controlled Substance Monitoring Panel, 11 Drug Classes, Screen Only, Immunoassay, Oral Fluid | 621487 | Opioids, Hydrocodone, OF | 32080-4 | HYDROcodone:PrThr:Pt:XXX:Ord: | Competitive Chemiluminescent Immunoassay
2024-02-20 | CSMOF | Controlled Substance Monitoring Panel, 11 Drug Classes, Screen Only, Immunoassay, Oral Fluid | 621488 | Opioids, Oxycodone, OF | 69356-4 | oxyCODONE:PrThr:Pt:Saliva:Ord:Screen | Competitive Chemiluminescent Immunoassay
2024-02-20 | CSMOF | Controlled Substance Monitoring Panel, 11 Drug Classes, Screen Only, Immunoassay, Oral Fluid | 621490 | Opioids, Methadone, OF | 72626-5 | Methadone:PrThr:Pt:Saliva:Ord:Screen | Competitive Chemiluminescent Immunoassay
2024-02-15 | FVOST | Voriconazole Susceptibility Testing | FVOST | Voriconazole Susceptibility Testing | Not Provided |  | CLSI Broth dilution
2024-02-14 | FMPVP | Mpox Virus DNA, Qualitative Real-Time PCR | Z6255 | Mpox Virus DNA, QL PCR | 100888-7 | Monkeypox virus clade II DNA [Presence] in Specimen by NAA with probe detection Monkeypox virus clade II DNA:PrThr:Pt:XXX:Ord:Probe.amp.tar | Real-Time Polymerase Chain Reaction
2024-02-14 | FISST | Isavuconazole Susceptibility Testing | FISST | Isavuconazole Susceptibility Test | Not Provided |  | CLSI Broth dilution
2024-02-14 | MSCSF | Bacteria, Virus, Fungus, and Parasite Metagenomic Sequencing, Spinal Fluid | MSCSF | Metagenomic Sequencing, CSF | 103566-6 | Metagenomic DNA and RNA Sequencing:Prid:Pt:CSF:Nom:Sequencing | Metagenomic Next-Generation Sequencing (NGS)
2024-02-13 | FPPOS | Posaconazole Susceptibility Testing | FPPOS | Posaconazole (POS) Susceptibility | Not Provided |  | CLSI Broth dilution
2024-02-08 | ALCX | Ethanol, Chain of Custody, Blood | 36127 | Ethanol, B | 56478-1 | Ethanol:MCnc:Pt:Bld:Qn:GC | Headspace Gas Chromatography with Flame Ionization Detector (HSGC-FID)
2024-02-07 | FLUCS | Fluconazole (Diflucan) Susceptibility Testing | FLUCS | Fluconazole (FLU) Susceptibility | Not Provided |  | CLSI Broth dilution
2024-02-06 | PLSD | Lysosomal and Peroxisomal Disorders Screen, Blood Spot | 620785 | Iduronate 2-Sulfatase | 79462-8 | Iduronate-2-Sulfatase:CCnc:Pt:Bld.dot:Qn: | Flow Injection Analysis Tandem Mass Spectrometry (MS/MS)
2024-02-05 | MP8BS | Mucopolysaccharidoses, Eight-Enzyme Panel, Blood Spot | 618408 | Heparan-alpha-glucosaminide N-acetyltransferase | 104115-1 | heparan-alpha-glucosaminide N-acetyltransferase:CCnc:Pt:Bld.dot:Qn: | Liquid Chromatography Tandem Mass Spectrometry (LC-MS/MS)
2024-02-05 | MPS3B | Mucopolysaccharidosis III, Three-Enzyme Panel, Blood Spot | 618421 | Heparan-alpha-glucosaminide N-acetyltransferase | 104115-1 | heparan-alpha-glucosaminide N-acetyltransferase:CCnc:Pt:Bld.dot:Qn: | Liquid Chromatography Tandem Mass Spectrometry (LC-MS/MS)
2024-02-05 | FCFS | Caspofungin Susceptibility Testing | FCFS | Caspofungin Susceptibility Testing | Not Provided |  | CLSI Broth dilution
2024-01-31 | FITZS | Itraconazole Susceptibility Testing | FITZS | Itraconazole Susceptibility Testing | Not Provided |  | CLSI Broth dilution
2024-01-30 | MP8BS | Mucopolysaccharidoses, Eight-Enzyme Panel, Blood Spot | 618406 | Heparan-N-sulfatase | 104113-6 | Heparan-N-sulfatase:CCnc:Pt:Bld.dot:Qn: | Liquid Chromatography Tandem Mass Spectrometry (LC-MS/MS)
2024-01-30 | MP8BS | Mucopolysaccharidoses, Eight-Enzyme Panel, Blood Spot | 618407 | N-acetyl-alpha-D-glucosaminidase | 104114-4 | Alpha-N-acetylglucosaminidase:CCnc:Pt:Bld.dot:Qn: | Liquid Chromatography Tandem Mass Spectrometry (LC-MS/MS)
2024-01-30 | MPS3B | Mucopolysaccharidosis III, Three-Enzyme Panel, Blood Spot | 618419 | Heparan-N-sulfatase | 104113-6 | Heparan-N-sulfatase:CCnc:Pt:Bld.dot:Qn: | Liquid Chromatography Tandem Mass Spectrometry (LC-MS/MS)
2024-01-30 | MPS3B | Mucopolysaccharidosis III, Three-Enzyme Panel, Blood Spot | 618420 | N-acetyl-alpha-D-glucosaminidase | 104114-4 | Alpha-N-acetylglucosaminidase:CCnc:Pt:Bld.dot:Qn: | Liquid Chromatography Tandem Mass Spectrometry (LC-MS/MS)
2024-01-30 | MSDBS | Multiple Sulfatase Deficiency, Blood Spot | 618431 | Heparan-N-sulfatase | 104113-6 | Heparan-N-sulfatase:CCnc:Pt:Bld.dot:Qn: | Liquid Chromatography Tandem Mass Spectrometry (LC-MS/MS)
2024-01-26 | FAMBS | Amphotericin B Susceptibility Testing | FAMBS | Amphotericin B Susceptibility | Not Provided |  | CLSI Broth dilution
2024-01-25 | T3FR | T3 (Triiodothyronine), Free, Serum | T3FR | T3 (Triiodothyronine), Free, S | 3051-0 | Triiodothyronine.free:MCnc:Pt:Ser/Plas:Qn: | Electrochemiluminescence Immunoassay (ECLIA)
2024-01-25 | FHVGM | Hantavirus Antibody (IgG, IgM) | Z4934 | Hantavirus Ab (IgM) | 32131-5 | Hantavirus Ab.IgM:PrThr:Pt:Ser:Ord: | Enzyme Linked Immunosorbent Assay ELISA
2024-01-25 | FHVGM | Hantavirus Antibody (IgG, IgM) | Z4933 | Hantavirus Ab (IgG) | 26620-5 | Hantavirus Ab.IgG:PrThr:Pt:Ser:Ord: | Enzyme Linked Immunosorbent Assay ELISA
2024-01-24 | FCMEB | Carbon Monoxide Exposure, Blood | Z6353 | Carboxyhemoglobin | 20563-3 | Carboxyhemoglobin/hemoglobin.total:MFr:Pt:Bld:Qn: | Gas Chromatography/Mass Spectrometry (GC/MS)
2024-01-23 | FKEMS | Ketamine and Metabolite Screen, Plasma | Z6036 | Ketamine | 42922-5 | Ketamine:PrThr:Pt:Ser/Plas:Ord: | High Performance Liquid Chromatography/Tandem Mass Spectrometry (LC-MS/MS)
2024-01-22 | FD10S | Drugs of Abuse Screen, Serum | Z5251 | Methadone/Metabolite | 91033-1 | Methadone+Metabolite:PrThr:Pt:Ser/Plas/Bld:Ord:Screen | Enzyme-Linked Immunosorbent Assay (ELISA)
2024-01-22 | FD10S | Drugs of Abuse Screen, Serum | Z6248 | Fentanyl/Acetyl Fentanyl | 29356-3 | fentaNYL:PrThr:Pt:Ser/Plas:Ord: | Enzyme-Linked Immunosorbent Assay (ELISA)
2024-01-11 | CRTS1 | Creatinine with Estimated Glomerular Filtration Rate (eGFR), Serum | CRTSA | Creatinine, S | 2160-0 | Creatinine:MCnc:Pt:Ser/Plas:Qn: | Enzymatic Colorimetric Assay
2024-01-11 | CRTS1 | Creatinine with Estimated Glomerular Filtration Rate (eGFR), Serum | EGFR1 | Estimated GFR (eGFR) | 98979-8 | Glomerular filtration rate/1.73 sq M.predicted:ArVRat:Pt:Ser/Plas/Bld:Qn:Creatinine-based formula (CKD-EPI 2021) | Enzymatic Colorimetric Assay
2024-01-09 | MYD88 | MYD88, L265P, Somatic Gene Mutation, DNA Allele-Specific PCR, Varies | 621251 | MYD88 Cancel | 77202-0 | Laboratory comment:Txt:Pt:Report:Nar: | Allele-Specific Polymerase Chain Reaction (PCR)
2024-01-08 | GBACC | Gamma-Amino Butyric Acid Type A (GABA-A) Receptor Antibody by Cell Binding Assay, Spinal Fluid | 620231 | GABA-A-R Ab CBA, CSF | 103715-9 | Gamma aminobutyrate A receptor Ab.IgG:PrThr:Pt:CSF:Ord:CBA IFA | Cell Binding Assay (CBA)
2024-01-05 | AFOLR | Folate Receptor Alpha (FOLR1), Semi-Quantitative Immunohistochemistry, Manual | 621016 | Report electronically signed by | 19139-5 | Pathologist name:Pn:Pt:Provider:Nom: | Immunohistochemistry (IHC)
2024-01-05 | AFOLR | Folate Receptor Alpha (FOLR1), Semi-Quantitative Immunohistochemistry, Manual | 621017 | Material Received | 81178-6 | Tissue block description and site:Desc:Pt:Specimen:Nar: | Immunohistochemistry (IHC)
2024-01-05 | AFOLR | Folate Receptor Alpha (FOLR1), Semi-Quantitative Immunohistochemistry, Manual | 621018 | Disclaimer | 62364-5 | Test performance information:Find:Pt:XXX:Nar: | Immunohistochemistry (IHC)
2024-01-05 | AFOLR | Folate Receptor Alpha (FOLR1), Semi-Quantitative Immunohistochemistry, Manual | 621019 | Case Number | 80398-1 | Unique identifier:ID:Pt:Current sample:Nom: | Immunohistochemistry (IHC)
2024-01-05 | AFOLR | Folate Receptor Alpha (FOLR1), Semi-Quantitative Immunohistochemistry, Manual | 620732 | Interpretation | 50595-8 | Pathologist interpretation:Imp:Pt:XXX:Nom: | Immunohistochemistry (IHC)
2024-01-03 | PERA | Preeclampsia sFlt-1/PIGF (Soluble fms-Like Tyrosine Kinase 1/ Placental Growth Factor) Ratio, Serum | PERAT | sFlt-1/PlGF Ratio | 74757-6 | Soluble fms-like tyrosine kinase-1/placental growth factor:Ratio:Pt:Ser:Qn: | Immunofluorescent Assay (IFA)
2024-01-03 | LBCS | Labile Bound Copper, Serum | 620895 | Labile Bound Copper, S | 96257-1 | Copper.free:MCnc:Pt:Ser/Plas:Qn: | Inductively-Coupled Plasma Mass Spectrometry (ICP-MS)
2024-01-03 | LBCS | Labile Bound Copper, Serum | 620896 | Labile Bound Copper Fraction | 96463-5 | Copper.free/Copper.total:MFr:Pt:Ser/Plas:Qn:Calculated | Inductively-Coupled Plasma Mass Spectrometry (ICP-MS)
2024-01-02 | SORD | Sorbitol and Xylitol, Quantitative, Random, Urine | 620921 | Interpretation | 59462-2 | Clinical biochemist review:Imp:Pt:XXX:Nar: | Gas Chromatography Mass Spectrometry (GC-MS)
2024-01-02 | SORD | Sorbitol and Xylitol, Quantitative, Random, Urine | 620922 | Sorbitol | 48152-3 | Sorbitol/Creatinine:SRto:Pt:Urine:Qn: | Gas Chromatography Mass Spectrometry (GC-MS)
2024-01-02 | SORD | Sorbitol and Xylitol, Quantitative, Random, Urine | 620923 | Xylitol | 48132-5 | Xylitol/Creatinine:SRto:Pt:Urine:Qn: | Gas Chromatography Mass Spectrometry (GC-MS)
2024-01-02 | SORD | Sorbitol and Xylitol, Quantitative, Random, Urine | 620927 | Reviewed By | 18771-6 | Provider.signing name:Pn:Pt:Report:Nom: | Gas Chromatography Mass Spectrometry (GC-MS)
2023-12-28 | HPRP | Helicobacter pylori with Clarithromycin Resistance Prediction, Molecular Detection, PCR, Tissue | HPS3 | Specimen Source | 31208-2 | Specimen source:Prid:Pt:XXX:Nom: | Real-Time Polymerase Chain Reaction (PCR)
2023-12-28 | HPRP | Helicobacter pylori with Clarithromycin Resistance Prediction, Molecular Detection, PCR, Tissue | 616027 | Helicobacter pylori Result | 91060-4 | Helicobacter pylori DNA:PrThr:Pt:Tiss:Ord:Probe.amp.tar | Real-Time Polymerase Chain Reaction (PCR)
2023-12-28 | HPRP | Helicobacter pylori with Clarithromycin Resistance Prediction, Molecular Detection, PCR, Tissue | 616028 | Clarithromycin Resistance Result | 88509-5 | Helicobacter pylori 23S rRNA clarithromycin resistance mutation:Prid:Pt:Isolate/Specimen:Nom:Molgen | Real-Time Polymerase Chain Reaction (PCR)
2023-12-20 | HAVTA | Hepatitis A Virus Total Antibodies, Serum | HAVT | Hepatitis A Virus Total Ab, S | 13951-9 | Hepatitis A virus Ab:PrThr:Pt:Ser:Ord:IA | Electrochemiluminescence Immunoassay (ECLIA)
2023-12-14 | FGGMC | Toxoplasma gondii Antibodies (IgG, IgM), ELISA, CSF | Z5528 | T. gondii IgG | 30568-0 | Toxoplasma gondii Ab.IgG:PrThr:Pt:CSF:Ord: | Enzyme Linked Immunosorbent Assay (ELISA)
2023-12-14 | FGGMC | Toxoplasma gondii Antibodies (IgG, IgM), ELISA, CSF | Z5529 | T. gondii IgM | 30569-8 | Toxoplasma gondii Ab.IgM:PrThr:Pt:CSF:Ord:IA | Enzyme Linked Immunosorbent Assay (ELISA)
2023-12-12 | FCLMS | Clonazepam and Metabolite, Serum | Z6336 | Clonazepam | 3494-2 | clonazePAM:MCnc:Pt:Ser/Plas:Qn: | High Performance Liquid Chromatography/Tandem Mass Spectrometry (LC-MS/MS)
2023-12-12 | FCLMS | Clonazepam and Metabolite, Serum | Z6337 | 7-Amino Clonazepam | 28059-4 | 7-Aminoclonazepam:MCnc:Pt:Ser/Plas:Qn: | High Performance Liquid Chromatography/Tandem Mass Spectrometry (LC-MS/MS)
2023-11-28 | CLD18 | Claudin 18 (CLDN18) (43-14A), Semi-Quantitative Immunohistochemistry, Manual | 620666 | Interpretation | 50595-8 | Pathologist interpretation:Imp:Pt:XXX:Nom: | Immunohistochemistry (IHC)
2023-11-28 | CLD18 | Claudin 18 (CLDN18) (43-14A), Semi-Quantitative Immunohistochemistry, Manual | 621005 | Report electronically signed by | 19139-5 | Pathologist name:Pn:Pt:Provider:Nom: | Immunohistochemistry (IHC)
2023-11-28 | CLD18 | Claudin 18 (CLDN18) (43-14A), Semi-Quantitative Immunohistochemistry, Manual | 621006 | Material Received | 81178-6 | Tissue block description and site:Desc:Pt:Specimen:Nar: | Immunohistochemistry (IHC)
2023-11-28 | CLD18 | Claudin 18 (CLDN18) (43-14A), Semi-Quantitative Immunohistochemistry, Manual | 621007 | Disclaimer | 62364-5 | Test performance information:Find:Pt:XXX:Nar: | Immunohistochemistry (IHC)
2023-11-28 | CLD18 | Claudin 18 (CLDN18) (43-14A), Semi-Quantitative Immunohistochemistry, Manual | 621008 | Case Number | 80398-1 | Unique identifier:ID:Pt:Current sample:Nom: | Immunohistochemistry (IHC)
2023-11-28 | FCMVR | CMV Resistance: Ganciclovir, Foscarnet, Cidofovir | Z6316 | Ganciclovir UL97 | Not Provided
2023-11-28 | FCMVR | CMV Resistance: Ganciclovir, Foscarnet, Cidofovir | Z6317 | Cidofovir UL54 | Not Provided
2023-11-28 | FCMVR | CMV Resistance: Ganciclovir, Foscarnet, Cidofovir | Z6318 | Foscarnet UL54 | Not Provided
2023-11-28 | FCMVR | CMV Resistance: Ganciclovir, Foscarnet, Cidofovir | Z6319 | Ganciclovir UL54 | Not Provided
2023-11-15 | CCMVS | Congenital Cytomegalovirus (cCMV), Molecular Detection, PCR, Saliva | 620659 | Congenital CMV, PCR, Saliva | 83065-3 | Cytomegalovirus DNA:PrThr:Pt:Saliva:Ord:Probe.amp.tar | Real-Time Polymerase Chain Reaction (PCR)
2023-11-15 | CCMVU | Congenital Cytomegalovirus (cCMV), Molecular Detection, PCR, Urine | 620658 | Congenital CMV, PCR, Urine | 4999-9 | Cytomegalovirus DNA:PrThr:Pt:Urine:Ord:Probe.amp.tar | Real-Time Polymerase Chain Reaction (PCR)
2023-11-15 | HERMB | HER2, Breast, Semi-Quantitative Immunohistochemistry, Manual with HER2 FISH Reflex | 620801 | Interpretation | 50595-8 | Pathologist interpretation:Imp:Pt:XXX:Nom: | Immunoperoxidase Stain with Manual Quantitative Immunohistochemistry (IHC)
2023-11-15 | HERMB | HER2, Breast, Semi-Quantitative Immunohistochemistry, Manual with HER2 FISH Reflex | 620803 | Report electronically signed by | 19139-5 | Pathologist name:Pn:Pt:Provider:Nom: | Immunoperoxidase Stain with Manual Quantitative Immunohistochemistry (IHC)
2023-11-15 | HERMB | HER2, Breast, Semi-Quantitative Immunohistochemistry, Manual with HER2 FISH Reflex | 620804 | Material Received | 81178-6 | Tissue block description and site:Desc:Pt:Specimen:Nar: | Immunoperoxidase Stain with Manual Quantitative Immunohistochemistry (IHC)
2023-11-15 | HERMB | HER2, Breast, Semi-Quantitative Immunohistochemistry, Manual with HER2 FISH Reflex | 620805 | Disclaimer | 62364-5 | Test performance information:Find:Pt:XXX:Nar: | Immunoperoxidase Stain with Manual Quantitative Immunohistochemistry (IHC)
2023-11-15 | HERMB | HER2, Breast, Semi-Quantitative Immunohistochemistry, Manual with HER2 FISH Reflex | 620806 | Case Number | 80398-1 | Unique identifier:ID:Pt:Current sample:Nom: | Immunoperoxidase Stain with Manual Quantitative Immunohistochemistry (IHC)
2023-11-15 | HERMB | HER2, Breast, Semi-Quantitative Immunohistochemistry, Manual with HER2 FISH Reflex | MA058 | Fixed in 10% NB formalin w/in 1 hr | 8100-0 | Specimen preparation:Type:Pt:XXX:Nom: | Immunoperoxidase Stain with Manual Quantitative Immunohistochemistry (IHC)
2023-11-15 | HERMB | HER2, Breast, Semi-Quantitative Immunohistochemistry, Manual with HER2 FISH Reflex | MA059 | Fixed in 10% NB formalin 6-72 hrs | 8100-0 | Specimen preparation:Type:Pt:XXX:Nom: | Immunoperoxidase Stain with Manual Quantitative Immunohistochemistry (IHC)
2023-11-15 | HERMB | HER2, Breast, Semi-Quantitative Immunohistochemistry, Manual with HER2 FISH Reflex | MA060 | Tumor type | 44638-5 | Histologic type:Type:Pt:Breast tumor:Nom: | Immunoperoxidase Stain with Manual Quantitative Immunohistochemistry (IHC)
2023-11-15 | HERMB | HER2, Breast, Semi-Quantitative Immunohistochemistry, Manual with HER2 FISH Reflex | MA061 | Tumor classification | 21918-8 | Other staging classification:Class:Pt:Cancer.XXX:Nar: | Immunoperoxidase Stain with Manual Quantitative Immunohistochemistry (IHC)
2023-11-15 | HERMB | HER2, Breast, Semi-Quantitative Immunohistochemistry, Manual with HER2 FISH Reflex | MA062 | Tissue was decalcified | 8100-0 | Specimen preparation:Type:Pt:XXX:Nom: | Immunoperoxidase Stain with Manual Quantitative Immunohistochemistry (IHC)
2023-11-07 | BVRNA | Bacterial Vaginosis, Nucleic Acid Amplification, Vaginal | 620738 | Bacterial Vaginosis, Amplified RNA | 103590-6 | Bacterial vaginosis RNA:PrThr:Pt:Vagina:Ord:Probe.amp | Transcription Mediated Amplification
2023-11-06 | ZW347 | Miscellaneous Blueprint Genetics Inc. | ZT347 | Test Name | 19145-2 | Referral lab test name:Type:Pt:Referral lab test:Nar:
2023-11-06 | ZW347 | Miscellaneous Blueprint Genetics Inc. | ZR347 | Result | 19146-0 | Referral lab test results:Find:Pt:Referral lab test:Nar:
2023-10-25 | UBA1Q | UBA1 Mutation Quantitative Detection, VEXAS syndrome, Droplet Digital PCR, Varies | 620938 | Interpretation | 59465-5 | Pathologist review:Imp:Pt:XXX:Nar: | Droplet Digital Polymerase Chain Reaction
2023-10-25 | UBA1Q | UBA1 Mutation Quantitative Detection, VEXAS syndrome, Droplet Digital PCR, Varies | 620939 | Signing Pathologist | 19139-5 | Pathologist name:Pn:Pt:Provider:Nom: | Droplet Digital Polymerase Chain Reaction
2023-10-25 | UBA1Q | UBA1 Mutation Quantitative Detection, VEXAS syndrome, Droplet Digital PCR, Varies | MP086 | Specimen Type | 31208-2 | Specimen source:Prid:Pt:XXX:Nom: | Droplet Digital Polymerase Chain Reaction
2023-10-20 | COL7 | Anti-Collagen type VII, IgG Antibodies, Serum | 616879 | COL7, S | 94096-5 | Collagen type VII Ab.IgG:PrThr:Pt:Ser/Plas:Ord:IA | Enzyme-Linked Immunosorbent Assay (ELISA)
2023-10-20 | BNZX | Benzodiazepines Confirmation, Chain of Custody, Random, Urine | 608449 | Benzodiazepines Interpretation | 69050-3 | Toxicologist review:Imp:Pt:XXX:Nar: | Immunoassay/Liquid Chromatography Tandem Mass Spectrometry (LC-MS/MS)
2023-10-18 | BABG | Babesia microti IgG Antibodies, Serum | 81128 | Babesia microti IgG Ab, S | 16117-4 | Babesia microti Ab.IgG:Titr:Pt:Ser:SemiQn: | Immunofluorescence Assay (IFA)
2023-10-18 | EHRC | Ehrlichia chaffeensis (HME) Antibody, IgG, Serum | 81478 | Ehrlichia Chaffeensis (HME) Ab, IgG | 47405-6 | Ehrlichia chaffeensis Ab.IgG:Titr:Pt:Ser:SemiQn:IF | Immunofluorescence Assay (IFA)
2023-10-17 | MAGES | Myelin-Associated Glycoprotein Autoantibodies, IgM, Serum | 607034 | MAG IgM, S | 39087-2 | Myelin associated glycoprotein Ab.IgM:Titr:Pt:Ser:SemiQn:IA | Enzyme-Linked Immunosorbent Assay (ELISA)
2023-10-04 | FA13Q | Factor 13, Qualitative, with Reflex to Factor 13 1:1 Mix | Z6312 | Factor XIII, Qualitative | 3241-7 | Coagulation factor XIII coagulum dissolution at 24H:PrThr:Pt:PPP:Ord:Coag | Qualitative Solubility Assay
2023-10-04 | CLLDF | Chronic Lymphocytic Leukemia, Diagnostic FISH, Varies | 610718 | Source | 31208-2 | Specimen source:Prid:Pt:XXX:Nom: | Fluorescence In Situ Hybridization (FISH)
2023-10-04 | GBACS | Gamma-Amino Butyric Acid Type A (GABA-A) Receptor Antibody by Cell Binding Assay, Serum | 620232 | GABA-A-R Ab CBA, S | 101874-6 | Gamma aminobutyrate A receptor Ab.IgG:PrThr:Pt:Ser:Ord:CBA IFA | Cell Binding Assay (CBA)
2023-09-29 | FUNSF | Fungitell, CSF | FUNSF | Fungitell, CSF | 95072-5 | 1,3 beta glucan:MCnc:Pt:CSF:Qn: | Limulus Amebocyte Lysate (LAL) Pathway
2023-09-27 | ADNA1 | Double-Stranded DNA (dsDNA) Antibodies, IgG, Serum | ADNA1 | dsDNA Ab, IgG, S | 33799-8 | DNA double strand Ab.IgG:ACnc:Pt:Ser/Plas:Qn:IA | Enzyme-Linked Immunosorbent Assay (ELISA)
2023-09-21 | MA2ES | Ma2 Antibody by ELISA, Serum | 605970 | Ma2 Ab ELISA, S | 101868-8 | Ma2 Antibody:PrThr:Pt:Ser/Plas:Ord:IA | Enzyme-Linked Immunosorbent Assay (ELISA)
2023-09-20 | MA2EC | Ma2 Antibody, ELISA, Spinal Fluid | 605971 | Ma2 Ab ELISA, CSF | 101867-0 | Ma2 Antibody:PrThr:Pt:CSF:Ord:IA | Enzyme-Linked Immunosorbent Assay (ELISA)
2023-09-19 | RFCWT | Renal Pathology Tissue Consultation, Wet Tissue | 620416 | Interpretation | 59465-5 | Pathologist review:Imp:Pt:XXX:Nar: | Pathology Consultation
2023-09-18 | DSM5X | Drugs of Abuse Screen 5, Chain of Custody, Meconium | 36178 | Amphetamine | 26895-3 | Amphetamines:MCnt:Pt:Meconium:Qn: | Competitive Chemiluminescent Immunoassay (CIA)
2023-09-18 | DSM4X | Drugs of Abuse Screen 4, Chain of Custody, Meconium | 36172 | Amphetamine | 26895-3 | Amphetamines:MCnt:Pt:Meconium:Qn: | Competitive Chemiluminescent Immunoassay (CIA)
2023-09-15 | SP100 | SP100 Antibody, IgG, Serum | SP100 | SP100 Antibody, IgG, S | 96565-7 | sp100 Ab:ACnc:Pt:Ser:Qn:IA | Enzyme-Linked Immunosorbent Assay (ELISA)
2023-09-15 | GP210 | GP210 Antibody, IgG, Serum | GP210 | GP210 Antibody, IgG, S | 96560-8 | Nuclear pore protein gp210 Ab:ACnc:Pt:Ser:Qn:IA | Enzyme-Linked Immunosorbent Assay (ELISA)
2023-09-15 | ZW346 | Miscellaneous Cleveland Clinic | ZR346 | Result | 19146-0 | Referral lab test results:Find:Pt:Referral lab test:Nar:
2023-09-15 | ZW346 | Miscellaneous Cleveland Clinic | ZT346 | Test Name | 19145-2 | Referral lab test name:Type:Pt:Referral lab test:Nar:
2023-09-08 | SKETC | Ketones, Urine | SKETC | Ketone, QL, U | 50557-8 | Ketones:MCnc:Pt:Urine:SemiQn:Test strip.automated | Dipstick
2023-09-08 | FANSE | Annatto Seed (Bixa orellana) IgE | Z3075 | Class | 103035-2 | Bixa orellana seed Ab.IgE:PrThr:Pt:Ser:SemiQn:RAST | Enzyme Immunoassay (EIA)
2023-09-08 | FBNC1 | Brazil Nut Component rBer e 1 | Z5673 | Class | 103065-9 | Bertholletia excelsa recombinant (rBer e) 1 Ab.IgE:PrThr:Pt:Ser:SemiQn:RAST | ImmunoCAP FEIA
2023-09-08 | FCAIG | Cockroach American (Periplaneta americana) IgE | Z5630 | Class | 102991-7 | Periplaneta americana Ab.IgE:PrThr:Pt:Ser:SemiQn:RAST | Phadia ImmunoCAP
2023-09-08 | FHZCP | Hazelnut Component Panel | Z5644 | Class | 103074-1 | Corylus avellana recombinant (rCor a) 8 Ab.IgE:PrThr:Pt:Ser:SemiQn:RAST | ImmunoCAP FEIA
2023-09-08 | FCTUR | Turmeric (Curcuma longa) IgE | Z3105 | Class | 102969-3 | Allergen.miscellaneous Ab.IgE:PrThr:Pt:Ser:SemiQn:RAST | Enzyme Immunoassay (EIA)
2023-09-08 | FHCC1 | Hazelnut Component rCor a 1 | Z5659 | Class | 103076-6 | Corylus avellana recombinant (rCor a) 1 Ab.IgE:PrThr:Pt:Ser:SemiQn:RAST | ImmunoCAP FEIA
2023-09-08 | FFTMV | Trichophyton Mentagrophytes (var interdigitale) IgE | Z5620 | Class | 102906-5 | Trichophyton mentagrophytes var interdigitale Ab.IgE:PrThr:Pt:Ser:SemiQn:RAST | ImmunoCAP FEIA
2023-09-08 | FHZCP | Hazelnut Component Panel | Z5646 | Class | 103083-2 | Corylus avellana native (nCor a) 9 Ab.IgE:PrThr:Pt:Ser:SemiQn:RAST | ImmunoCAP FEIA
2023-09-08 | FQUIN | Quinoa (Chenopodium quinoa) IgE | Z3883 | CLASS | 102904-0 | Chenopodium quinoa Ab.IgE:PrThr:Pt:Ser:SemiQn:RAST | ImmunoCAP (FEIA)
2023-09-08 | FAFE | Aspergillus flavus IgE | Z3859 | CLASS | 103101-2 | Aspergillus flavus Ab.IgE:PrThr:Pt:Ser:SemiQn:RAST | Enzyme Immunoassay (EIA)
2023-09-08 | FCRDE | Carmine Dye/Red Dye Cochineal (Dactylopius coccus) IgE (Red # 4) | Z3083 | Class | 102895-0 | Cochineal extract Ab.IgE:PrThr:Pt:Ser:SemiQn:RAST | ImmunoCAP FEIA
2023-09-08 | FCCA3 | Cashew Component rAna o 3 | Z5622 | Class | 103115-2 | Anacardium occidentale recombinant (rAna o) 3 Ab.IgE:PrThr:Pt:Ser:SemiQn:RAST | Phadia ImmunoCAP
2023-09-08 | FYOG | Yogurt (Lactobacillus bulgaricus) IgE | Z3869 | CLASS | 102848-9 | Yogurt Ab.IgE:PrThr:Pt:Ser:SemiQn:RAST | Enzyme Immunoassay (EIA)
2023-09-08 | FFWNC | Walnut Component rJug r 3 | Z5675 | Class | 103118-6 | Juglans regia recombinant (rJug r) 3 Ab.IgE:PrThr:Pt:Ser:SemiQn:RAST | ImmunoCAP FEIA
2023-09-08 | FWCR1 | Walnut Component rJug r 1 | Z5655 | Class | 103119-4 | Juglans regia recombinant (rJug r) 1 Ab.IgE:PrThr:Pt:Ser:SemiQn:RAST | ImmunoCAP FEIA
2023-09-08 | FHZCP | Hazelnut Component Panel | Z5648 | Class | 103120-2 | Corylus avellana recombinant (rCor a) 14 Ab.IgE:PrThr:Pt:Ser:SemiQn:RAST | ImmunoCAP FEIA
2023-09-08 | FMME | Mahi Mahi IgE | Z3887 | CLASS | 103121-0 | Coryphaena hippurus Ab.IgE:PrThr:Pt:Ser:SemiQn:RAST | ImmunoCAP FEIA
2023-09-07 | NPMFM | Nucleophosmin (NPM1) Mutation Analysis, Bone Marrow | 620655 | Final Diagnosis: | 59465-5 | Pathologist review:Imp:Pt:XXX:Nar: | Quantitative Reverse Transcription-Polymerase Chain Reaction (RT-PCR)
2023-09-07 | NPMFM | Nucleophosmin (NPM1) Mutation Analysis, Bone Marrow | 620707 | Signing Pathologist | 19139-5 | Pathologist name:Pn:Pt:Provider:Nom: | Quantitative Reverse Transcription-Polymerase Chain Reaction (RT-PCR)
2023-09-07 | FVENE | Venison IgE | Z5661 | Class | 102840-6 | Venison Ab.IgE:PrThr:Pt:Ser:SemiQn:RAST | Enzyme Immunoassay (EIA)
2023-09-07 | FHEAV | Tree of Heaven (Ailanthus spp) IgE | Z4017 | CLASS | 102834-9 | Ailanthus altissima Ab.IgE:PrThr:Pt:Ser:SemiQn:RAST | Enzyme Immunoassay (EIA)
2023-09-07 | FZCCE | Zucchini (Cucurbita spp) IgE | Z3123 | Class | 102824-0 | Squash zucchini Ab.IgE:PrThr:Pt:Ser:SemiQn:RAST | Enzyme Immunoassay (EIA)
2023-09-07 | FPOPW | Poplar White (Populus alba) IgE | Z3115 | Class | 102802-6 | Populus alba Ab.IgE:PrThr:Pt:Ser:SemiQn:RAST | Enzyme Immunoassay (EIA)
2023-09-07 | FPOM | Pomegranate (Punica granatum) IgE | Z3875 | CLASS | 102801-8 | Punica granatum Ab.IgE:PrThr:Pt:Ser:SemiQn:RAST | Enzyme Immunoassay (EIA)
2023-09-07 | FPOLE | Pollock White (Pollachius virens) IgE | Z4003 | CLASS | 102800-0 | Pollachius virens Ab.IgE:PrThr:Pt:Ser:SemiQn:RAST | ImmunoCAP FEIA
2023-09-07 | FWALP | Wall Eyed Pike (Sander vitreus)(Stizostedium vitreum) IgE | Z3121 | Class | 102796-0 | Stizostedion vitreum Ab.IgE:PrThr:Pt:Ser:SemiQn:RAST | ImmunoCAP FEIA
2023-09-06 | AFPA | Alpha-Fetoprotein, Amniotic Fluid | 24241 | Results | 29595-6 | Alpha-1-Fetoprotein:MoM:Pt:Amnio fld:Qn: | AFPA: Immunoenzymatic Assay ACHE_: Polyacrylamide Electrophoresis
2023-09-06 | AFPA | Alpha-Fetoprotein, Amniotic Fluid | 9950 | Alpha Fetoprotein, AF | 1832-5 | Alpha-1-Fetoprotein:MCnc:Pt:Amnio fld:Qn: | AFPA: Immunoenzymatic Assay ACHE_: Polyacrylamide Electrophoresis
2023-09-05 | FJPE | Jalapeno/Chipotle (Capsicum annuum) IgE | Z3881 | CLASS | 102792-9 | Pepper jalapeno Ab.IgE:PrThr:Pt:Ser:SemiQn:RAST | Enzyme Immunoassay (EIA)
2023-09-05 | FWJR | Juniper Western (Juniperus occidentalis) IgE | Z4025 | CLASS | 102756-4 | Juniperus occidentalis Ab.IgE:PrThr:Pt:Ser:SemiQn:RAST | Enzyme Immunoassay (EIA)
2023-09-05 | FSHAG | Hickory Shagbark (Carya ovata) IgE | Z4019 | CLASS | 102754-9 | Carya ovata Ab.IgE:PrThr:Pt:Ser:SemiQn:RAST | Enzyme Immunoassay (EIA)
2023-09-05 | FHSSE | Helminthosporium sativum/Drechslera IgE | Z3093 | Class | 102753-1 | Helminthosporium sativum Ab.IgE:PrThr:Pt:Ser:SemiQn:RAST | Enzyme Immunoassay (EIA)
2023-09-05 | FGPE | Gelatin Porcine IgE | Z3877 | CLASS | 102745-7 | Gelatin porcine Ab.IgE:PrThr:Pt:Ser:SemiQn:RAST | Enzyme Immunoassay (EIA)
2023-09-05 | FIGE | Fig (Ficus carica) IgE | Z3871 | CLASS | 102738-2 | Ficus carica Ab.IgE:PrThr:Pt:Ser:SemiQn:RAST | ImmunoCAP FEIA
2023-09-05 | FCKTF | Cockatiel Feathers IgE | Z4051 | CLASS | 102719-2 | Cockatiel feather Ab.IgE:PrThr:Pt:Ser:SemiQn:RAST | Enzyme Immunoassay (EIA)
2023-09-05 | FCGUM | Gum Carageenan IgE | Z4057 | CLASS | 102700-2 | Carageenan Ab.IgE:PrThr:Pt:Ser:SemiQn:RAST | Enzyme Immunoassay (EIA)
2023-09-05 | FBEBE | Bean Black (Phaseolus spp) IgE | Z3079 | Class | 102685-5 | Bean black Ab.IgE:PrThr:Pt:Ser:SemiQn:RAST | Enzyme Immunoassay (EIA)
2023-09-05 | FWING | Wingscale (Atriplex Canescens) IgE | Z4029 | CLASS | 102664-0 | Atriplex canescens Ab.IgE:PrThr:Pt:Ser:SemiQn:RAST | Enzyme Immunoassay (EIA)
2023-09-05 | FWHFE | Whitefish IgE | Z3107 | Class | 102660-8 | Whitefish Ab.IgE:PrThr:Pt:Ser:SemiQn:RAST | ImmunoCAP FEIA
2023-09-05 | FIOCA | Tapioca IgE | Z4007 | CLASS | 102623-6 | Manihot esculenta crantz Ab.IgE:PrThr:Pt:Ser:SemiQn:RAST | Enzyme Immunoassay (EIA)
2023-09-05 | FSCNE | Sugar Cane (Saccharum officinarum) IgE | Z3103 | Class | 102615-2 | Saccharum officinarum Ab.IgE PrThr:Pt:Ser:SemiQn:RAST | Enzyme Immunoassay (EIA)
2023-09-05 | FRSE | Red Snapper (Lutjanus spp) IgE | Z3997 | CLASS | 102601-2 | Snapper red Ab.IgE PrThr:Pt:Ser:SemiQn:RAST | ImmunoCAP FEIA
2023-09-05 | FSAG | Sage (Artemisia spp.) IgE | Z4033 | CLASS | 102580-8 | Salvia officinalis Ab.IgE:PrThr:Pt:Ser:SemiQn:RAST | Enzyme Immunoassay (EIA)
2023-09-05 | FSFLE | Safflower (Carthamus tinctorius) IgE | Z3101 | Class | 102579-0 | Carthamus tinctorius Ab.IgE:PrThr:Pt:Ser:SemiQn:RAST | Enzyme Immunoassay (EIA)
2023-09-05 | FRUB | Rhubarb (Rheum rhaponticum) IgE | Z3879 | CLASS | 102573-3 | Rheum spp Ab.IgE:PrThr:Pt:Ser:SemiQn:RAST | Enzyme Immunoassay (EIA)
2023-09-05 | FRDG | Rhodotorula IgE | Z4037 | CLASS | 102572-5 | Rhodotorula spp Ab.IgE:PrThr:Pt:Ser:SemiQn:RAST | Enzyme Immunoassay (EIA)
2023-09-05 | FRAD | Radish (Raphanus sativus) IgE | Z3985 | CLASS | 102555-0 | Raphanus sativus Ab.IgE:PrThr:Pt:Ser:SemiQn:RAST | Enzyme Immunoassay (EIA)
2023-09-01 | FNECT | Nectarine (Prunus spp) IgE | Z4001 | CLASS | 102460-3 | Prunus persica var nucipersica Ab.IgE:PrThr:Pt:Ser:SemiQn:RAST | Enzyme Immunoassay (EIA)
2023-09-01 | FMINT | Mint (Mentha Piperita) IgE | Z3801 | CLASS | 102445-4 | Mentha piperita Ab.IgE:PrThr:Pt:Ser:SemiQn:RAST | ImmunoCAP FEIA
2023-09-01 | FMPRE | Maple Red (Acer rubrum) IgE | Z3095 | Class | 102427-2 | Acer rubrum Ab.IgE:PrThr:Pt:Ser:SemiQn:RAST | Enzyme Immunoassay (EIA)
2023-09-01 | FHORS | Horseradish (Armoracia rusticana/A.lapathifolia)IgE | Z3987 | CLASS | 102382-9 | Armoracia rusticana Ab.IgE:PrThr:Pt:Ser:SemiQn:RAST | Enzyme Immunoassay (EIA)
2023-09-01 | FWWE | Hemp Western Water (Acnida tamariscina) IgE | Z4031 | CLASS | 102366-2 | Amaranthus tuberculatus Ab.IgE:PrThr:Pt:Ser:SemiQn:RAST | Enzyme Immunoassay (EIA)
2023-09-01 | FHADE | Haddock (Melanogrammus aeglefinus) IgE | Z3113 | Class | 102358-9 | Melanogrammus aeglefinus Ab.IgE:PrThr:Pt:Ser:SemiQn:RAST | ImmunoCAP FEIA
2023-09-01 | FHACK | Hackberry (Celtis occidentalis) IgE | Z4021 | CLASS | 102357-1 | Celtis occidentalis Ab.IgE:PrThr:Pt:Ser:SemiQn:RAST | ImmunoCAP FEIA
2023-09-01 | FLNDR | Flounder (Bothidae/Pleuronectidae Fam) IgE | Z3816 | CLASS | 102311-8 | Flounder Ab.IgE:PrThr:Pt:Ser:SemiQn:RAST | ImmunoCAP FEIA
2023-09-01 | FCURV | Curvularia spicifera/Bipolaris IgE | Z3814 | CLASS | 102267-2 | Curvularia specifera Ab.IgE:PrThr:Pt:Ser:SemiQn:RAST | ImmunoCAP FEIA
2023-09-01 | FCOFE | Coffee (Coffea spp) IgE | Z3085 | Class | 102248-2 | Coffea spp Ab.IgE:PrThr:Pt:Ser:SemiQn:RAST | ImmunoCAP FEIA
2023-09-01 | FAMCE | Cheese American IgE | Z3867 | CLASS | 102222-7 | Cheese American Ab.IgE:PrThr:Pt:Ser:SemiQn:RAST | Enzyme Immunoassay (EIA)
2023-09-01 | FRCE | Cedar Red (Juniperus virginiana) IgE | Z4023 | CLASS | 102216-9 | Juniperus virginiana Ab.IgE:PrThr:Pt:Ser:SemiQn:RAST | ImmunoCAP FEIA
2023-09-01 | FCATE | Catfish (Siluriformes spp) IgE | Z3111 | Class | 102211-0 | Ictalurus punctatus Ab.IgE:PrThr:Pt:Ser:SemiQn:RAST | ImmunoCAP FEIA
2023-09-01 | FBMBL | Venom Bumble Bee (Bombus terrestrus) IgE | Z4069 | CLASS | 102196-3 | Bombus terrestris Ab.IgE:PrThr:Pt:Ser:SemiQn:RAST | ImmunoCAP FEIA
2023-09-01 | FPRTF | Parrot Australian (Budgerigar) Feathers IgE | Z4053 | CLASS | 102195-5 | Budgerigar feather Ab.IgE:PrThr:Pt:Ser:SemiQn:RAST | ImmunoCAP FEIA
2023-08-31 | FPYRE | Pyrethrum IgE | Z3099 | Class | 102549-3 | Chrysanthemum cinerariifolium Ab.IgE:PrThr:Pt:Ser:SemiQn:RAST | Enzyme Immunoassay (EIA)
2023-08-31 | FBEP | Pea Black-Eyed/Cow Pea (Vigna sinensis) IgE | Z3989 | CLASS | 102498-3 | Vigna sinensis Ab.IgE:PrThr:Pt:Ser:SemiQn:RAST | Enzyme Immunoassay (EIA)
2023-08-31 | FPCYE | Pepper Cayenne (Capsicum frutescens) IgE | Z3097 | Class | 102508-9 | Pepper cayenne Ab.IgE:PrThr:Pt:Ser:SemiQn:RAST | Enzyme Immunoassay (EIA)
2023-08-31 | FSCE | Cheese Swiss IgE | Z3991 | CLASS | 102498-3 | Vigna sinensis Ab.IgE:PrThr:Pt:Ser:SemiQn:RAST | Enzyme Immunoassay (EIA)
2023-08-31 | FORRT | Orris Root (Iris florentina) IgE | Z4055 | CLASS | 102481-9 | Iris germanica var florentina Ab.IgE:PrThr:Pt:Ser:SemiQn:RAST | Enzyme Immunoassay (EIA)
2023-08-31 | FROE | Oak Red (Quercus rubra) IgE | Z3853 | CLASS | 102470-2 | Quercus rubra Ab.IgE:PrThr:Pt:Ser:SemiQn:RAST | Enzyme Immunoassay (EIA)
2023-08-31 | FOAKE | Oak Live (Quercus virginiana) IgE | Z4119 | CLASS | 102469-4 | Quercus virginiana Ab.IgE:PrThr:Pt:Ser:SemiQn:RAST | ImmunoCAP FEIA
2023-08-31 | QFP | Q Fever Antibody, IgG and IgM, Serum | 81115 | Q Fever Phase I Ab, IgM | 9710-5 | Coxiella burnetii phase 1 Ab.IgM:Titr:Pt:Ser:SemiQn: | Indirect Immunofluorescence
2023-08-31 | QFP | Q Fever Antibody, IgG and IgM, Serum | 24009 | Q Fever Phase II Ab, IgM | 9711-3 | Coxiella burnetii phase 2 Ab.IgM:Titr:Pt:Ser:SemiQn: | Indirect Immunofluorescence
2023-08-31 | FNBE | Bean Navy/White (Phaseolus vulgaris) IgE | Z3993 | CLASS | 102173-2 | Bean white Ab.IgE:PrThr:Pt:Ser:SemiQn:RAST | ImmunoCAP FEIA
2023-08-31 | FBLME | Bean Lima (Phaseolus limensis) IgE | Z3081 | Class | 102170-8 | Phaseolus limensis Ab.IgE:PrThr:Pt:Ser:SemiQn:RAST | ImmunoCAP FEIA
2023-08-31 | FBWME | Bayberry/Wax Myrtle (Myrica spp) IgE | Z3131 | Class | 102164-1 | Myrica spp Ab.IgE:PrThr:Pt:Ser:SemiQn:RAST | ImmunoCAP (FEIA)
2023-08-31 | FABP2 | Allergic Bronchopulmonary Aspergillosis Panel II | Z3250 | Class | 102153-4 | Aspergillus fumigatus Ab.IgE:PrThr:Pt:Ser:SemiQn:RAST | ImmunoCAP 1000 ImmunoCAP FEIA Enzyme immunoassay (FEIA)
2023-08-31 | FALPE | Alfalfa (Medicago sativa) IgE | Z4009 | CLASS | 102130-2 | Medicago sativa Ab.IgE:PrThr:Pt:Ser:SemiQn:RAST | ImmunoCAP FEIA
2023-08-31 | FASPE | Aspen (Populus tremuloides) IgE | Z4013 | CLASS | 102152-6 | Populus tremula Ab.IgE:PrThr:Pt:Ser:SemiQn:RAST | Enzyme Immunoassay (EIA)
2023-08-31 | FART | Artichoke (Cynara scolymus) IgE | Z3865 | CLASS | 102147-6 | Cynara scolymus Ab.IgE:PrThr:Pt:Ser:SemiQn:RAST | Enzyme Immunoassay (EIA)
2023-08-29 | RPB | Respiratory Panel, PCR, Varies | 610534 | SARS Coronavirus-2 | 95608-6 | SARS coronavirus 2 RNA:PrThr:Pt:Respiratory System Specimen:Ord:Non-probe.amp.tar | Multiplex Polymerase Chain Reaction (PCR)
2023-08-29 | PCMSP | Postmortem Inherited Congenital Myasthenia Syndrome Gene Panel, Tissue | 620644 | Interpretation | 69047-9 | Geneticist review:Imp:Pt:XXX:Nar: | Sequence Capture and Targeted Next-Generation Sequencing (NGS)
2023-08-29 | PCMSP | Postmortem Inherited Congenital Myasthenia Syndrome Gene Panel, Tissue | 620646 | Resources | 99622-3 | Resource information for patient:Find:Pt:^Patient:Doc: | Sequence Capture and Targeted Next-Generation Sequencing (NGS)
2023-08-29 | PCMSP | Postmortem Inherited Congenital Myasthenia Syndrome Gene Panel, Tissue | 620647 | Additional Information | 48767-8 | Annotation comment:Imp:Pt:{system}:Nar: | Sequence Capture and Targeted Next-Generation Sequencing (NGS)
2023-08-29 | PCMSP | Postmortem Inherited Congenital Myasthenia Syndrome Gene Panel, Tissue | 620648 | Method | 85069-3 | Lab test method:Type:Pt:Specimen:Nom:* | Sequence Capture and Targeted Next-Generation Sequencing (NGS)
2023-08-29 | PCMSP | Postmortem Inherited Congenital Myasthenia Syndrome Gene Panel, Tissue | 620649 | Genes Analyzed | 82939-0 | Genetic variant details:Find:Pt:Bld/Tiss:Nar:Molgen | Sequence Capture and Targeted Next-Generation Sequencing (NGS)
2023-08-29 | PCMSP | Postmortem Inherited Congenital Myasthenia Syndrome Gene Panel, Tissue | 620650 | Disclaimer | 62364-5 | Test performance information:Find:Pt:XXX:Nar: | Sequence Capture and Targeted Next-Generation Sequencing (NGS)
2023-08-29 | PCMSP | Postmortem Inherited Congenital Myasthenia Syndrome Gene Panel, Tissue | 620651 | Released By | 18771-6 | Provider.signing name:Pn:Pt:Report:Nom: | Sequence Capture and Targeted Next-Generation Sequencing (NGS)
2023-08-29 | PCMSP | Postmortem Inherited Congenital Myasthenia Syndrome Gene Panel, Tissue | 620639 | Test Description | 62364-5 | Test performance information:Find:Pt:XXX:Nar: | Sequence Capture and Targeted Next-Generation Sequencing (NGS)
2023-08-29 | PCMSP | Postmortem Inherited Congenital Myasthenia Syndrome Gene Panel, Tissue | 620640 | Specimen | 31208-2 | Specimen source:Prid:Pt:XXX:Nom: | Sequence Capture and Targeted Next-Generation Sequencing (NGS)
2023-08-29 | PCMSP | Postmortem Inherited Congenital Myasthenia Syndrome Gene Panel, Tissue | 620641 | Source | 31208-2 | Specimen source:Prid:Pt:XXX:Nom: | Sequence Capture and Targeted Next-Generation Sequencing (NGS)
2023-08-29 | PCMSP | Postmortem Inherited Congenital Myasthenia Syndrome Gene Panel, Tissue | 620642 | Result Summary | 50397-9 | Molecular diagnostic overall interpretation:PrThr:Pt:Bld/Tiss:Ord:Molgen | Sequence Capture and Targeted Next-Generation Sequencing (NGS)
2023-08-29 | PCMSP | Postmortem Inherited Congenital Myasthenia Syndrome Gene Panel, Tissue | 620643 | Result | 82939-0 | Genetic variant details:Find:Pt:Bld/Tiss:Nar:Molgen | Sequence Capture and Targeted Next-Generation Sequencing (NGS)
2023-08-29 | PMHLH | Postmortem Primary Hemophagocytic Lymphohistiocytosis (HLH) Gene Panel, Tissue | 620630 | Interpretation | 69047-9 | Geneticist review:Imp:Pt:XXX:Nar: | Sequence Capture and Targeted Next-Generation Sequencing (NGS)
2023-08-29 | PMHLH | Postmortem Primary Hemophagocytic Lymphohistiocytosis (HLH) Gene Panel, Tissue | 620632 | Resources | 99622-3 | Resource information for patient:Find:Pt:^Patient:Doc: | Sequence Capture and Targeted Next-Generation Sequencing (NGS)
2023-08-29 | PMHLH | Postmortem Primary Hemophagocytic Lymphohistiocytosis (HLH) Gene Panel, Tissue | 620633 | Additional Information | 48767-8 | Annotation comment:Imp:Pt:{system}:Nar: | Sequence Capture and Targeted Next-Generation Sequencing (NGS)
2023-08-29 | PMHLH | Postmortem Primary Hemophagocytic Lymphohistiocytosis (HLH) Gene Panel, Tissue | 620634 | Method | 85069-3 | Lab test method:Type:Pt:Specimen:Nom:* | Sequence Capture and Targeted Next-Generation Sequencing (NGS)
2023-08-29 | PMHLH | Postmortem Primary Hemophagocytic Lymphohistiocytosis (HLH) Gene Panel, Tissue | 620635 | Genes Analyzed | 82939-0 | Genetic variant details:Find:Pt:Bld/Tiss:Nar:Molgen | Sequence Capture and Targeted Next-Generation Sequencing (NGS)
2023-08-29 | PMHLH | Postmortem Primary Hemophagocytic Lymphohistiocytosis (HLH) Gene Panel, Tissue | 620636 | Disclaimer | 62364-5 | Test performance information:Find:Pt:XXX:Nar: | Sequence Capture and Targeted Next-Generation Sequencing (NGS)
2023-08-29 | PMHLH | Postmortem Primary Hemophagocytic Lymphohistiocytosis (HLH) Gene Panel, Tissue | 620637 | Released By | 18771-6 | Provider.signing name:Pn:Pt:Report:Nom: | Sequence Capture and Targeted Next-Generation Sequencing (NGS)
2023-08-29 | PMHLH | Postmortem Primary Hemophagocytic Lymphohistiocytosis (HLH) Gene Panel, Tissue | 620625 | Test Description | 62364-5 | Test performance information:Find:Pt:XXX:Nar: | Sequence Capture and Targeted Next-Generation Sequencing (NGS)
2023-08-29 | PMHLH | Postmortem Primary Hemophagocytic Lymphohistiocytosis (HLH) Gene Panel, Tissue | 620626 | Specimen | 31208-2 | Specimen source:Prid:Pt:XXX:Nom: | Sequence Capture and Targeted Next-Generation Sequencing (NGS)
2023-08-29 | PMHLH | Postmortem Primary Hemophagocytic Lymphohistiocytosis (HLH) Gene Panel, Tissue | 620627 | Source | 31208-2 | Specimen source:Prid:Pt:XXX:Nom: | Sequence Capture and Targeted Next-Generation Sequencing (NGS)
2023-08-29 | PMHLH | Postmortem Primary Hemophagocytic Lymphohistiocytosis (HLH) Gene Panel, Tissue | 620628 | Result Summary | 50397-9 | Molecular diagnostic overall interpretation:PrThr:Pt:Bld/Tiss:Ord:Molgen | Sequence Capture and Targeted Next-Generation Sequencing (NGS)
2023-08-29 | PMHLH | Postmortem Primary Hemophagocytic Lymphohistiocytosis (HLH) Gene Panel, Tissue | 620629 | Result | 82939-0 | Genetic variant details:Find:Pt:Bld/Tiss:Nar:Molgen | Sequence Capture and Targeted Next-Generation Sequencing (NGS)
2023-08-29 | PMCMG | Postmortem Cardiomyopathy Gene Panel, Tissue | 620621 | Genes Analyzed | 82939-0 | Genetic variant details:Find:Pt:Bld/Tiss:Nar:Molgen | Sequence Capture and Targeted Next-Generation Sequencing (NGS)
2023-08-29 | PMCMG | Postmortem Cardiomyopathy Gene Panel, Tissue | 620622 | Disclaimer | 62364-5 | Test performance information:Find:Pt:XXX:Nar: | Sequence Capture and Targeted Next-Generation Sequencing (NGS)
2023-08-29 | PMCMG | Postmortem Cardiomyopathy Gene Panel, Tissue | 620623 | Released By | 18771-6 | Provider.signing name:Pn:Pt:Report:Nom: | Sequence Capture and Targeted Next-Generation Sequencing (NGS)
2023-08-29 | PMCMG | Postmortem Cardiomyopathy Gene Panel, Tissue | 620611 | Test Description | 62364-5 | Test performance information:Find:Pt:XXX:Nar: | Sequence Capture and Targeted Next-Generation Sequencing (NGS)
2023-08-29 | PMCMG | Postmortem Cardiomyopathy Gene Panel, Tissue | 620612 | Specimen | 31208-2 | Specimen source:Prid:Pt:XXX:Nom: | Sequence Capture and Targeted Next-Generation Sequencing (NGS)
2023-08-29 | PMCMG | Postmortem Cardiomyopathy Gene Panel, Tissue | 620613 | Source | 31208-2 | Specimen source:Prid:Pt:XXX:Nom: | Sequence Capture and Targeted Next-Generation Sequencing (NGS)
2023-08-29 | PMCMG | Postmortem Cardiomyopathy Gene Panel, Tissue | 620614 | Result Summary | 50397-9 | Molecular diagnostic overall interpretation:PrThr:Pt:Bld/Tiss:Ord:Molgen | Sequence Capture and Targeted Next-Generation Sequencing (NGS)
2023-08-29 | PMCMG | Postmortem Cardiomyopathy Gene Panel, Tissue | 620615 | Result | 82939-0 | Genetic variant details:Find:Pt:Bld/Tiss:Nar:Molgen | Sequence Capture and Targeted Next-Generation Sequencing (NGS)
2023-08-29 | PMCMG | Postmortem Cardiomyopathy Gene Panel, Tissue | 620616 | Interpretation | 69047-9 | Geneticist review:Imp:Pt:XXX:Nar: | Sequence Capture and Targeted Next-Generation Sequencing (NGS)
2023-08-29 | PMCMG | Postmortem Cardiomyopathy Gene Panel, Tissue | 620618 | Resources | 99622-3 | Resource information for patient:Find:Pt:^Patient:Doc: | Sequence Capture and Targeted Next-Generation Sequencing (NGS)
2023-08-29 | PMCMG | Postmortem Cardiomyopathy Gene Panel, Tissue | 620619 | Additional Information | 48767-8 | Annotation comment:Imp:Pt:{system}:Nar: | Sequence Capture and Targeted Next-Generation Sequencing (NGS)
2023-08-29 | PMCMG | Postmortem Cardiomyopathy Gene Panel, Tissue | 620620 | Method | 85069-3 | Lab test method:Type:Pt:Specimen:Nom:* | Sequence Capture and Targeted Next-Generation Sequencing (NGS)
2023-08-29 | PMCAG | Postmortem Cardiomyopathy and Arrhythmia Gene Panel, Tissue | 620597 | Test Description | 62364-5 | Test performance information:Find:Pt:XXX:Nar: | Sequence Capture and Targeted Next-Generation Sequencing (NGS)
2023-08-29 | PMCAG | Postmortem Cardiomyopathy and Arrhythmia Gene Panel, Tissue | 620598 | Specimen | 31208-2 | Specimen source:Prid:Pt:XXX:Nom: | Sequence Capture and Targeted Next-Generation Sequencing (NGS)
2023-08-29 | PMCAG | Postmortem Cardiomyopathy and Arrhythmia Gene Panel, Tissue | 620599 | Source | 31208-2 | Specimen source:Prid:Pt:XXX:Nom: | Sequence Capture and Targeted Next-Generation Sequencing (NGS)
2023-08-29 | PMCAG | Postmortem Cardiomyopathy and Arrhythmia Gene Panel, Tissue | 620600 | Result Summary | 50397-9 | Molecular diagnostic overall interpretation:PrThr:Pt:Bld/Tiss:Ord:Molgen | Sequence Capture and Targeted Next-Generation Sequencing (NGS)
2023-08-29 | PMCAG | Postmortem Cardiomyopathy and Arrhythmia Gene Panel, Tissue | 620601 | Result | 82939-0 | Genetic variant details:Find:Pt:Bld/Tiss:Nar:Molgen | Sequence Capture and Targeted Next-Generation Sequencing (NGS)
2023-08-29 | PMCAG | Postmortem Cardiomyopathy and Arrhythmia Gene Panel, Tissue | 620602 | Interpretation | 69047-9 | Geneticist review:Imp:Pt:XXX:Nar: | Sequence Capture and Targeted Next-Generation Sequencing (NGS)
2023-08-29 | PMCAG | Postmortem Cardiomyopathy and Arrhythmia Gene Panel, Tissue | 620604 | Resources | 99622-3 | Resource information for patient:Find:Pt:^Patient:Doc: | Sequence Capture and Targeted Next-Generation Sequencing (NGS)
2023-08-29 | PMCAG | Postmortem Cardiomyopathy and Arrhythmia Gene Panel, Tissue | 620605 | Additional Information | 48767-8 | Annotation comment:Imp:Pt:{system}:Nar: | Sequence Capture and Targeted Next-Generation Sequencing (NGS)
2023-08-29 | PMCAG | Postmortem Cardiomyopathy and Arrhythmia Gene Panel, Tissue | 620606 | Method | 85069-3 | Lab test method:Type:Pt:Specimen:Nom:* | Sequence Capture and Targeted Next-Generation Sequencing (NGS)
2023-08-29 | PMCAG | Postmortem Cardiomyopathy and Arrhythmia Gene Panel, Tissue | 620607 | Genes Analyzed | 82939-0 | Genetic variant details:Find:Pt:Bld/Tiss:Nar:Molgen | Sequence Capture and Targeted Next-Generation Sequencing (NGS)
2023-08-29 | PMCAG | Postmortem Cardiomyopathy and Arrhythmia Gene Panel, Tissue | 620608 | Disclaimer | 62364-5 | Test performance information:Find:Pt:XXX:Nar: | Sequence Capture and Targeted Next-Generation Sequencing (NGS)
2023-08-29 | PMCAG | Postmortem Cardiomyopathy and Arrhythmia Gene Panel, Tissue | 620609 | Released By | 18771-6 | Provider.signing name:Pn:Pt:Report:Nom: | Sequence Capture and Targeted Next-Generation Sequencing (NGS)
2023-08-29 | PMARG | Postmortem Arrhythmia Gene Panel, Tissue | 620584 | Specimen | 31208-2 | Specimen source:Prid:Pt:XXX:Nom: | Sequence Capture and Targeted Next-Generation Sequencing (NGS)
2023-08-29 | PMARG | Postmortem Arrhythmia Gene Panel, Tissue | 620585 | Source | 31208-2 | Specimen source:Prid:Pt:XXX:Nom: | Sequence Capture and Targeted Next-Generation Sequencing (NGS)
2023-08-29 | PMARG | Postmortem Arrhythmia Gene Panel, Tissue | 620586 | Result Summary | 50397-9 | Molecular diagnostic overall interpretation:PrThr:Pt:Bld/Tiss:Ord:Molgen | Sequence Capture and Targeted Next-Generation Sequencing (NGS)
2023-08-29 | PMARG | Postmortem Arrhythmia Gene Panel, Tissue | 620587 | Result | 82939-0 | Genetic variant details:Find:Pt:Bld/Tiss:Nar:Molgen | Sequence Capture and Targeted Next-Generation Sequencing (NGS)
2023-08-29 | PMARG | Postmortem Arrhythmia Gene Panel, Tissue | 620588 | Interpretation | 69047-9 | Geneticist review:Imp:Pt:XXX:Nar: | Sequence Capture and Targeted Next-Generation Sequencing (NGS)
2023-08-29 | PMARG | Postmortem Arrhythmia Gene Panel, Tissue | 620590 | Resources | 99622-3 | Resource information for patient:Find:Pt:^Patient:Doc: | Sequence Capture and Targeted Next-Generation Sequencing (NGS)
2023-08-29 | PMARG | Postmortem Arrhythmia Gene Panel, Tissue | 620591 | Additional Information | 48767-8 | Annotation comment:Imp:Pt:{system}:Nar: | Sequence Capture and Targeted Next-Generation Sequencing (NGS)
2023-08-29 | PMARG | Postmortem Arrhythmia Gene Panel, Tissue | 620592 | Method | 85069-3 | Lab test method:Type:Pt:Specimen:Nom:* | Sequence Capture and Targeted Next-Generation Sequencing (NGS)
2023-08-29 | PMARG | Postmortem Arrhythmia Gene Panel, Tissue | 620593 | Genes Analyzed | 82939-0 | Genetic variant details:Find:Pt:Bld/Tiss:Nar:Molgen | Sequence Capture and Targeted Next-Generation Sequencing (NGS)
2023-08-29 | PMARG | Postmortem Arrhythmia Gene Panel, Tissue | 620594 | Disclaimer | 62364-5 | Test performance information:Find:Pt:XXX:Nar: | Sequence Capture and Targeted Next-Generation Sequencing (NGS)
2023-08-29 | PMARG | Postmortem Arrhythmia Gene Panel, Tissue | 620595 | Released By | 18771-6 | Provider.signing name:Pn:Pt:Report:Nom: | Sequence Capture and Targeted Next-Generation Sequencing (NGS)
2023-08-29 | PMAOG | Postmortem Aortopathy Gene Panel, Tissue | 620576 | Resources | 99622-3 | Resource information for patient:Find:Pt:^Patient:Doc: | Sequence Capture and Targeted Next-Generation Sequencing (NGS)
2023-08-29 | PMAOG | Postmortem Aortopathy Gene Panel, Tissue | 620577 | Additional Information | 48767-8 | Annotation comment:Imp:Pt:{system}:Nar: | Sequence Capture and Targeted Next-Generation Sequencing (NGS)
2023-08-29 | PMAOG | Postmortem Aortopathy Gene Panel, Tissue | 620578 | Method | 85069-3 | Lab test method:Type:Pt:Specimen:Nom:* | Sequence Capture and Targeted Next-Generation Sequencing (NGS)
2023-08-29 | PMAOG | Postmortem Aortopathy Gene Panel, Tissue | 620579 | Genes Analyzed | 82939-0 | Genetic variant details:Find:Pt:Bld/Tiss:Nar:Molgen | Sequence Capture and Targeted Next-Generation Sequencing (NGS)
2023-08-29 | PMAOG | Postmortem Aortopathy Gene Panel, Tissue | 620580 | Disclaimer | 62364-5 | Test performance information:Find:Pt:XXX:Nar: | Sequence Capture and Targeted Next-Generation Sequencing (NGS)
2023-08-29 | PMAOG | Postmortem Aortopathy Gene Panel, Tissue | 620581 | Released By | 18771-6 | Provider.signing name:Pn:Pt:Report:Nom: | Sequence Capture and Targeted Next-Generation Sequencing (NGS)
2023-08-29 | PMARG | Postmortem Arrhythmia Gene Panel, Tissue | 620583 | Test Description | 62364-5 | Test performance information:Find:Pt:XXX:Nar: | Sequence Capture and Targeted Next-Generation Sequencing (NGS)
2023-08-29 | FMMPP | MyoMarker 3 Plus Profile | Z5709 | Anti-SAE1 Ab, IgG | 101220-2 | SUMO-activating enzyme subunit 1 Ab.IgG:ACnc:Pt:Ser:Qn:IA | Enzyme-linked immunosorbent assay (ELISA); RIPA Gel Radiography
2023-08-29 | PMAOG | Postmortem Aortopathy Gene Panel, Tissue | 620574 | Interpretation | 69047-9 | Geneticist review:Imp:Pt:XXX:Nar: | Sequence Capture and Targeted Next-Generation Sequencing (NGS)
2023-08-29 | PMAOG | Postmortem Aortopathy Gene Panel, Tissue | 620569 | Test Description | 62364-5 | Test performance information:Find:Pt:XXX:Nar: | Sequence Capture and Targeted Next-Generation Sequencing (NGS)
2023-08-29 | PMAOG | Postmortem Aortopathy Gene Panel, Tissue | 620570 | Specimen | 31208-2 | Specimen source:Prid:Pt:XXX:Nom: | Sequence Capture and Targeted Next-Generation Sequencing (NGS)
2023-08-29 | PMAOG | Postmortem Aortopathy Gene Panel, Tissue | 620571 | Source | 31208-2 | Specimen source:Prid:Pt:XXX:Nom: | Sequence Capture and Targeted Next-Generation Sequencing (NGS)
2023-08-29 | PMAOG | Postmortem Aortopathy Gene Panel, Tissue | 620572 | Result Summary | 50397-9 | Molecular diagnostic overall interpretation:PrThr:Pt:Bld/Tiss:Ord:Molgen | Sequence Capture and Targeted Next-Generation Sequencing (NGS)
2023-08-29 | PMAOG | Postmortem Aortopathy Gene Panel, Tissue | 620573 | Result | 82939-0 | Genetic variant details:Find:Pt:Bld/Tiss:Nar:Molgen | Sequence Capture and Targeted Next-Generation Sequencing (NGS)
2023-08-28 | FNSVG | Vaginitis (VG), NuSwab | Z4740 | Trich vag by NAA | 62461-9 | Trichomonas vaginalis DNA:PrThr:Pt:Vag:Ord:Probe.amp.tar | Nucleic acid amplification (NAA)
2023-08-26 | SFABR | Severe Acute Respiratory Syndrome Coronavirus 2 (SARS CoV-2), Influenza A and B, and Respiratory Syncytial Virus, Molecular Detection, Varies | XPFLA | Influenza A, PCR | In Process | Influenza virus A RNA:PrThr:Pt:Respiratory System Specimen:Ord:Probe.amp.tar | Real-Time Reverse Transcription Polymerase Chain Reaction (RT-PCR)
2023-08-26 | FLUMS | Influenza Virus Type A and Type B, and Respiratory Syncytial Virus (RSV), Molecular Detection, PCR, Varies | 35980 | Influenza A, PCR | In Process | Influenza virus A RNA:PrThr:Pt:Respiratory System Specimen:Ord:Probe.amp.tar | Multiplex Real-Time Polymerase Chain Reaction (RT-PCR)
2023-08-26 | FLUMS | Influenza Virus Type A and Type B, and Respiratory Syncytial Virus (RSV), Molecular Detection, PCR, Varies | 35981 | Influenza B, PCR | In Process | Influenza virus B RNA:PrThr:Pt:Respiratory System Specimen:Ord:Probe.amp.tar | Multiplex Real-Time Polymerase Chain Reaction (RT-PCR)
2023-08-26 | SFABR | Severe Acute Respiratory Syndrome Coronavirus 2 (SARS CoV-2), Influenza A and B, and Respiratory Syncytial Virus, Molecular Detection, Varies | XPFLB | Influenza B, PCR | In Process | Influenza virus B RNA:PrThr:Pt:Respiratory System Specimen:Ord:Probe.amp.tar | Real-Time Reverse Transcription Polymerase Chain Reaction (RT-PCR)
2023-08-26 | FLUMS | Influenza Virus Type A and Type B, and Respiratory Syncytial Virus (RSV), Molecular Detection, PCR, Varies | 35982 | Respiratory Syncytial Virus, PCR | In Process | Respiratory syncytial virus RNA:PrThr:Pt:Respiratory System Speciimen:Ord:Probe.amp.tar | Multiplex Real-Time Polymerase Chain Reaction (RT-PCR)
2023-08-26 | SFABR | Severe Acute Respiratory Syndrome Coronavirus 2 (SARS CoV-2), Influenza A and B, and Respiratory Syncytial Virus, Molecular Detection, Varies | XPRSV | Respiratory Syncytial Virus, PCR | In Process | Respiratory syncytial virus RNA:PrThr:Pt:Respiratory System Specimen:Ord:Probe.amp.tar | Real-Time Reverse Transcription Polymerase Chain Reaction (RT-PCR)
2023-08-26 | WEEP | Western Equine Encephalitis Antibody, IgG and IgM, Serum | 87279 | West Equine Enceph Ab, IgM, S | In Process | Western equine encephalitis virus Ab.IgM:Titr:Pt:Ser:SemiQn:IF | Immunofluorescence Assay (IFA)
2023-08-26 | WEEP | Western Equine Encephalitis Antibody, IgG and IgM, Serum | 8193 | West Equine Enceph Ab, IgG, S | 6957-5 | Western equine encephalitis virus Ab.IgG:Titr:Pt:Ser:SemiQn:IF | Immunofluorescence Assay (IFA)
2023-08-26 | BART | Bartonella Antibody Panel, IgG and IgM, Serum | 15660 | Bart Henselae IgM | In Process | Bartonella henselae Ab.IgM:Titr:Pt:Ser:SemiQn:IF | Immunofluorescence Assay (IFA)
2023-08-26 | BART | Bartonella Antibody Panel, IgG and IgM, Serum | 15659 | Bart Henselae IgG | In Process | Bartonella henselae Ab.IgG:Titr:Pt:Ser:SemiQn:IF | Immunofluorescence Assay (IFA)
2023-08-26 | CHLM | Chlamydia IgM, Immunofluorescence, Serum | 619391 | C. psittaci IgM | In Process | Chlamydophila psittaci Ab.IgM:Titr:Pt:Ser:SemiQn:IF | Micro-Immunofluorescent Antibody (MIF) Assay
2023-08-26 | CHLG | Chlamydia IgG, Immunofluorescence, Serum | 619393 | C. psittaci IgG | In Process | Chlamydophila psittaci Ab.IgG:Titr:Pt:Ser:SemiQn:IF | Micro-Immunofluorescent Antibody (MIF) Assay
2023-08-26 | CHLM | Chlamydia IgM, Immunofluorescence, Serum | 619390 | C. pneumoniae IgM | In Process | Chlamydophila pneumoniae Ab.IgM:Titr:Pt:Ser:SemiQn:IF | Micro-Immunofluorescent Antibody (MIF) Assay
2023-08-26 | CHLG | Chlamydia IgG, Immunofluorescence, Serum | 619392 | C. pneumoniae IgG | In Process | Chlamydophila pneumoniae Ab.IgG:Titr:Pt:Ser:SemiQn:IF | Micro-Immunofluorescent Antibody (MIF) Assay
2023-08-26 | CRITH | DNA Double-Stranded (dsDNA) Antibodies by Crithidia luciliae IFA, IgG, Serum | 62925 | dsDNA Ab by Crithidia IFA, IgG, S | In Process | DNA double strand Ab.IgG:Titr:Pt:Ser:SemiQn:Crithidia luciliae IF | Indirect Immunofluorescence
2023-08-26 | GLUR1 | Glucose, Random, Urine | GLUR1 | Glucose, Random, U | In Process | Glucose:MCnc:Pt:Urine:SemiQn:Test strip.automated | Reflectance Spectrophotometry
2023-08-26 | FMTAG | Murine Typhus Antibodies, IgG | FMTAG | Murine Typhus Antibodies, IgG | In Process | Rickettsia typhi Ab.IgG:Titr:Pt:Ser:SemiQn:IF | Indirect Fluorescent Antibody (IFA)
2023-08-26 | SFGP | Spotted Fever Group Antibody, IgG and IgM, Serum | 84346 | Spotted Fever Group Ab, IgM, S | In Process | Rickettsia spotted fever group Ab.IgM:Titr:Pt:Ser:SemiQn:IF | Immunofluorescence
2023-08-26 | SFGP | Spotted Fever Group Antibody, IgG and IgM, Serum | 84342 | Spotted Fever Group Ab, IgG, S | In Process | Rickettsia spotted fever group Ab.IgG:Titr:Pt:Ser:SemiQn:IF | Immunofluorescence
2023-08-25 | FADNA | Adenovirus DNA, Quantitative Real-Time PCR, Plasma | Z6090 | Adenovirus DNA, QN RT PCR | 64038-3 | Adenovirus DNA:LnCnc:Pt:XXX:Qn:Probe.amp.tar | Real-Time Polymerase Chain Reaction (RT-PCR)
2023-08-25 | SCOC | Coccidioides Antibody, Complement Fixation and Immunodiffusion, Serum | 8295 | Coccidioides Ab, CompF, S | In Process | Coccidioides immitis Ab:Titr:Pt:Ser:SemiQn:Comp fix | Complement Fixation (CF) Immunodiffusion
2023-08-25 | CAVPC | California Virus (La Crosse) Encephalitis Antibody Panel, IgG and IgM, Spinal Fluid | 26365 | Calif(LaCrosse) Encep Ab, IgG,CSF | 9539-8 | La Crosse virus Ab.IgG:Titr:Pt:CSF:SemiQn:IF | Immunofluorescence Assay (IFA)
2023-08-25 | CAVPC | California Virus (La Crosse) Encephalitis Antibody Panel, IgG and IgM, Spinal Fluid | 26366 | Calif(LaCrosse) Encep Ab, IgM,CSF | 9540-6 | La Crosse virus Ab.IgM:Titr:Pt:CSF:SemiQn:IF | Immunofluorescence Assay (IFA)
2023-08-25 | HPCOV | Severe Acute Respiratory Syndrome Coronavirus 2 (SARS CoV-2), Molecular Detection, Varies | 614021 | SARS CoV-2 RNA, PCR | 94559-2 | SARS coronavirus 2 ORF1ab region:PrThr:Pt:Respiratory System Specimen:Ord:Probe.amp.tar | Reverse Transcription, Real-Time Polymerase Chain Reaction (RT-qPCR)
2023-08-25 | SFABR | Severe Acute Respiratory Syndrome Coronavirus 2 (SARS CoV-2), Influenza A and B, and Respiratory Syncytial Virus, Molecular Detection, Varies | XPSCV | SARS-CoV-2, PCR | 94500-6 | SARS coronavirus 2 RNA:PrThr:Pt:Respiratory System Specimen:Ord:Probe.amp.tar | Real-Time Reverse Transcription Polymerase Chain Reaction (RT-PCR)
2023-08-25 | RSARS | Severe Acute Respiratory Syndrome Coronavirus 2 (SARS CoV-2), Molecular Detection, Varies | RSAR1 | SARS Coronavirus 2, PCR | 94500-6 | SARS coronavirus 2 RNA:PrThr:Pt:Respiratory System Specimen:Ord:Probe.amp.tar | Real-Time Reverse Transcription Polymerase Chain Reaction (RT-PCR)
2023-08-25 | COVID | Severe Acute Respiratory Syndrome Coronavirus 2 (SARS-CoV-2) RNA Detection, PCR, Varies | 608827 | SARS-CoV-2 RNA by PCR | 94500-6 | SARS coronavirus 2 RNA:PrThr:Pt:Respiratory System Specimen:Ord:Probe.amp.tar | Real-Time Reverse Transcription Polymerase Chain Reaction (RT-PCR)
2023-08-25 | CVOOA | Severe Acute Respiratory Syndrome Coronavirus 2 (SARS-CoV-2) RNA Detection, Varies | 610438 | SARS-CoV-2 RNA | 94500-6 | SARS coronavirus 2 RNA:PrThr:Pt:Respiratory System Specimen:Ord:Probe.amp.tar | Real-Time Reverse Transcription Polymerase Chain Reaction (RT-PCR)
2023-08-25 | FADQP | Adenovirus DNA, Quantitative Real-Time PCR, WB | Z6309 | Source | 31208-2 | Specimen source:Prid:Pt:XXX:Nom: | Real-Time Polymerase Chain Reaction (RT-PCR)
2023-08-25 | FADQP | Adenovirus DNA, Quantitative Real-Time PCR, WB | Z6310 | Adenovirus DNA, QN PCR | 49340-3 | Adenovirus DNA:NCnc:Pt:XXX:Qn:Probe.amp.tar | Real-Time Polymerase Chain Reaction (RT-PCR)
2023-08-25 | FADQP | Adenovirus DNA, Quantitative Real-Time PCR, WB | Z6311 | Adenovirus DNA, QN RT PCR | 64038-3 | Adenovirus DNA:LnCnc:Pt:XXX:Qn:Probe.amp.tar | Real-Time Polymerase Chain Reaction (RT-PCR)
2023-08-24 | ABTIR | Antibody Titer, Blood and Serum | CTPSR | Current Titer of Previous Specimen | In Process | XXX blood group Ab.IgG:Titr:Pt:Ser/Plas:SemiQn: | Hemagglutination
2023-08-24 | ABTIR | Antibody Titer, Blood and Serum | ALTIR | Allo Antibody Titer | In Process | XXX blood group Ab.IgG:Titr:Pt:Ser/Plas:SemiQn: | Hemagglutination
2023-08-24 | CLFAT | Cryptococcus Antigen Titer, Lateral Flow Assay, Spinal Fluid | 62076 | Cryptococcus Ag Titer, LFA, CSF | 9817-8 | Cryptococcus sp Ag:Titr:Pt:CSF:SemiQn:IA | Lateral Flow Assay (LFA)
2023-08-24 | SLFAT | Cryptococcus Antigen Titer, Lateral Flow Assay, Serum | 62077 | Cryptococcus Ag Titer, LFA, S | 9818-6 | Cryptococcus sp Ag:Titr:Pt:Ser:SemiQn:IA | Lateral Flow Assay (LFA)
2023-08-24 | AN3TS | Antineuronal Nuclear Antibody Type 3 (ANNA-3) Titer, Serum | 43433 | ANNA-3 Titer, S | 94344-9 | Neuronal nuclear type 3 Ab.IgG:Titr:Pt:Ser:SemiQn:IF | Only orderable as a reflex. For more information see: -PAVAL / Paraneoplastic, Autoantibody Evaluation, Serum -DMS2 / Dementia, Autoimmune/Paraneoplastic Evaluation, Serum -ENS2 / Encephalopathy, Autoimmune/Paraneoplastic Evaluation, Serum -EPS2 / Epilepsy, Autoimmune/Paraneoplastic Evaluation, Serum -MDS2 / Movement Disorder, Autoimmune/Paraneoplastic Evaluation, Serum -AIAES / Axonal Neuropathy, Autoimmune/Paraneoplastic Evaluation, Serum -MAS1 / Myelopathy, Autoimmune/Paraneoplastic Evaluation, Serum Indirect Immunofluorescence Assay (IFA)
2023-08-24 | BART | Bartonella Antibody Panel, IgG and IgM, Serum | 15661 | Bart Quintana IgG | In Process | Bartonella quintana Ab.IgG:Titr:Pt:Ser:SemiQn:IF | Immunofluorescence Assay (IFA)
2023-08-24 | BART | Bartonella Antibody Panel, IgG and IgM, Serum | 15662 | Bart Quintana IgM | In Process | Bartonella quintana Ab.IgM:Titr:Pt:Ser:SemiQn:IF | Immunofluorescence Assay (IFA)
2023-08-24 | ATR | Isoagglutinin Titer, Anti-A, Serum | ATR | Isoagglutinin Titer, Anti-A | In Process | A Ab:Titr:Pt:Ser/Plas:SemiQn:Antihuman globulin | Hemagglutination
2023-08-24 | QFP | Q Fever Antibody, IgG and IgM, Serum | 24011 | Q Fever Phase II Ab, IgG | In Process | Coxiella burnetii phase 2 Ab.IgG:Titr:Pt:Ser:SemiQn:IF | Indirect Immunofluorescence
2023-08-24 | QFP | Q Fever Antibody, IgG and IgM, Serum | 80965 | Q Fever Phase I Ab, IgG | 34716-1 | Coxiella burnetii phase 1 Ab.IgG:Titr:Pt:Ser:SemiQn:IF | Indirect Immunofluorescence
2023-08-24 | BTR | Isoagglutinin Titer, Anti-B, Serum | BTR | Isoagglutinin Titer, Anti-B | 34464-8 | B Ab:Titr:Pt:Ser/Plas:SemiQn:Antihuman globulin | Hemagglutination
2023-08-24 | NAIFA | Antinuclear Antibodies, HEp-2 Substrate, IgG, Serum | 1TANA | ANA Titer: | 33253-6 | Nuclear Ab:Titr:Pt:Ser:SemiQn:Hep2 substrate | Indirect Immunofluorescence
2023-08-24 | NAIFA | Antinuclear Antibodies, HEp-2 Substrate, IgG, Serum | 2TANA | ANA Titer 2: | 33253-6 | Nuclear Ab:Titr:Pt:Ser:SemiQn:Hep2 substrate | Indirect Immunofluorescence
2023-08-24 | VDSFQ | VDRL Titer, Spinal Fluid | 65036 | VDRL Titer, CSF | 31146-4 | Reagin Ab:Titr:Pt:CSF:SemiQn:VDRL | Flocculation/Agglutination
2023-08-24 | ADLTX | Adulterants Survey, Chain of Custody, Random, Urine | 36123 | pH | 2756-5 | pH:LsCnc:Pt:Urine:SemiQn: | Spectrophotometry
2023-08-24 | ADULT | Adulterants Survey, Random, Urine | 23509 | pH | 2756-5 | pH:LsCnc:Pt:Urine:SemiQn: | Spectrophotometry (SP)
2023-08-24 | PHU_ | pH, Random, Urine | PHU_ | pH, Random, U | 2756-5 | pH:LsCnc:Pt:Urine:SemiQn: | pH meter
2023-08-24 | FPHFL | pH, Fecal | Z2646 | pH, Fecal | 2755-7 | pH:LsCnc:Pt:Stool:SemiQn: | Quantitative pH Indicator Strips or pH meter
2023-08-24 | CAI | Calcium, Ionized, Serum | PHCC | pH | 2753-2 | pH:LsCnc:Pt:Ser/Plas:SemiQn: | Ion-Selective Electrode (ISE)
2023-08-24 | FER | Semen Analysis, Semen | PH1 | pH | 2752-4 | pH:LsCnc:Pt:Semen:SemiQn: | Manual
2023-08-24 | UPHB | pH, Body Fluid | U_PHB | pH, BF | 2748-2 | pH:LsCnc:Pt:Body fld:SemiQn: | pH Meter
2023-08-23 | WEEPC | Western Equine Encephalitis Antibody Panel, IgG and IgM, Spinal Fluid | 26371 | West Equine Enceph Ab, IgG, CSF | 9315-3 | Western equine encephalitis virus Ab.IgG:Titr:Pt:CSF:SemiQn:IF | Immunofluorescence Assay (IFA)
2023-08-23 | WEEPC | Western Equine Encephalitis Antibody Panel, IgG and IgM, Spinal Fluid | 26372 | West Equine Enceph Ab, IgM, CSF | 9316-1 | Western equine encephalitis virus Ab.IgM:Titr:Pt:CSF:SemiQn:IF | Immunofluorescence Assay (IFA)
2023-08-23 | GFATS | Glial Fibrillary Acidic Protein Alpha Subunit Antibody, Immunofluorescence Titer Assay, Serum | 605133 | GFAP IFA Titer, S | 93423-2 | Glial fibrillary acidic protein.alpha subunit Ab.IgG:Titr:Pt:Ser:SemiQn:IF | Only orderable as a reflex. For more information see: ENS2 / Encephalopathy, Autoimmune Evaluation Serum DMS2 / Dementia, Autoimmune Evaluation, Serum EPS2 / Epilepsy, Autoimmune Evaluation, Serum MAS1 / Autoimmune Myelopathy Evaluation, Serum
2023-08-23 | UPH24 | pH, 24 Hour, Urine | PH24 | pH, 24 HR, U | 27378-9 | pH:LsCnc:24H:Urine:SemiQn: | pH Meter
2023-08-23 | FH7GM | Herpesvirus 7 IgG and IgM Antibody Panel, IFA | Z3001 | Herpesvirus 7 IgM Antibody, IFA | 27177-5 | Herpes virus 7 Ab.IgM:Titr:Pt:Ser:SemiQn:IF | Immunofluorescence Assay (IFA)
2023-08-23 | EMAT | Endomysial (IgA), Titer, Serum | 65091 | EMA Titer, S (IgA) | 27038-9 | Endomysium Ab.IgA:Titr:Pt:Ser:SemiQn:IF | Staining of Rhesus Monkey Esophagus Substrate by Indirect Immunofluorescence Assay (IFA) for IgA Endomysial Antibodies (EMA) Only orderable as a reflex. For more information see EMA / Endomysial Antibodies (IgA), Serum.
2023-08-23 | FH7GM | Herpesvirus 7 IgG and IgM Antibody Panel, IFA | Z3000 | Herpesvirus 7 IgG Antibody, IFA | 26972-0 | Herpes virus 7 Ab.IgG:Titr:Pt:Ser:SemiQn:IF | Immunofluorescence Assay (IFA)
2023-08-23 | ANAP | Anaplasma phagocytophilum (Human Granulocytic Ehrlichiosis) Antibody, Serum | 81157 | Anaplasma phagocytophilum Ab, IgG,S | 23877-4 | Anaplasma phagocytophilum Ab.IgG:Titr:Pt:Ser:SemiQn:IF | Immunofluorescence Assay (IFA)
2023-08-23 | ROC | Rubeola (Measles) Antibodies, IgG and IgM, Spinal Fluid | 5741 | Rubeola (Measles) Ab, IgG | 22501-1 | Measles virus Ab.IgG:Titr:Pt:CSF:SemiQn: | Immunofluorescence Assay (IFA)
2023-08-23 | STLPC | St. Louis Encephalitis Antibody Panel, IgG and IgM, Spinal Fluid | 26368 | St. Louis Enceph Ab, IgM, CSF | 21510-3 | Saint Louis encephalitis virus Ab.IgM:Titr:Pt:CSF:SemiQn:IF | Immunofluorescence Assay (IFA)
2023-08-23 | STLPC | St. Louis Encephalitis Antibody Panel, IgG and IgM, Spinal Fluid | 26367 | St. Louis Enceph Ab, IgG, CSF | 21509-5 | Saint Louis encephalitis virus Ab.IgG:Titr:Pt:CSF:SemiQn:IF | Immunofluorescence Assay (IFA)
2023-08-23 | CMUMP | Mumps Virus Antibodies, IgG and IgM, Spinal Fluid | 1415 | Mumps Virus Ab, IgM | 21402-3 | Mumps virus Ab.IgM:Titr:Pt:CSF:SemiQn:IF | Immunofluorescence
2023-08-23 | OPATX | Opiates Confirmation, Chain of Custody, Random, Urine | 36218 | Opiates Interpretation | 69050-3 | Toxicologist review:Imp:Pt:XXX:Nar: | Immunoassay/ Liquid Chromatography Tandem Mass Spectrometry (LC-MS/MS)
2023-08-23 | CMUMP | Mumps Virus Antibodies, IgG and IgM, Spinal Fluid | 1414 | Mumps Virus Ab, IgG | 21401-5 | Mumps virus Ab.IgG:Titr:Pt:CSF:SemiQn:IF | Immunofluorescence
2023-08-23 | FGGAG | Ganglioside GD1a Antibody (IgG) | Z3619 | GD1a Ab (IgG) | 21283-7 | Ganglioside GD1a Ab.IgG:Titr:Pt:Ser:SemiQn:IA | Enzyme Immunoassay (EIA)
2023-08-23 | BRUTA | Brucella Total Antibody Confirmation, Agglutination, Serum | 8112 | Brucella Ab, Agglutination, S | In Process | Brucella sp Ab:Titr:Pt:Ser:SemiQn:Aggl | Agglutination
2023-08-23 | CATTR | Cold Agglutinin Titer, Serum | CATTR | Cold Agglutinin Titer | In Process | Cold agglutinin:Titr:Pt:Ser/Plas:SemiQn: | Titration/Red Cell Agglutination
2023-08-23 | FFANA | Anti-Nuclear Antibodies, Synovial Fluid | Z5711 | ANA, Synovial Fluid | In Process | Nuclear Ab:Titr:Pt:Body fld:SemiQn: | Immunofluorescence Assay (IFA)
2023-08-23 | ANCA | Cytoplasmic Neutrophil Antibodies, Serum | 3114 | c-ANCA | In Process | Neutrophil cytoplasmic Ab.classic:Titr:Pt:Ser:SemiQn:IF | Indirect Immunofluorescence (IIF)
2023-08-23 | FABP2 | Allergic Bronchopulmonary Aspergillosis Panel II | Z3248 | Total IgE | In Process | IgE.total:ACnc:Pt:Ser:SemiQn:RAST | ImmunoCAP 1000 ImmunoCAP FEIA Enzyme immunoassay (FEIA)
2023-08-22 | PLFAT | Cryptococcus Antigen Titer, Lateral Flow Assay, Pleural Fluid | 48431 | Cryptococcus Ag Titer, LFA, PF | 11473-6 | Cryptococcus sp Ag:Titr:Pt:XXX:SemiQn: | Only orderable as a reflex. For more information see PLFA / Cryptococcus Antigen Screen, Lateral Flow Assay, Pleural Fluid.
2023-08-22 | STLP | St. Louis Encephalitis Antibody, IgG and IgM, Serum | 8182 | St. Louis Enceph Ab, IgG, S | In Process | Saint Louis encephalitis virus Ab.IgG:Titr:Pt:Ser:SemiQn:IF | Immunofluorescence Assay (IFA)
2023-08-22 | STLP | St. Louis Encephalitis Antibody, IgG and IgM, Serum | 87268 | St. Louis Enceph Ab, IgM, S | In Process | Saint Louis encephalitis virus Ab.IgM:Titr:Pt:Ser:SemiQn:IF | Immunofluorescence Assay (IFA)
2023-08-22 | CAVP | California Virus (La Crosse) IgG and IgM, Serum | 87280 | Calif (LaCrosse) Encep Ab, IgM, S | In Process | La Crosse virus Ab.IgM:Titr:Pt:Ser:SemiQn:IF | Immunofluorescence Assay (IFA)
2023-08-22 | CAVP | California Virus (La Crosse) IgG and IgM, Serum | 8764 | Calif (LaCrosse) Encep Ab, IgG, S | In Process | La Crosse virus Ab.IgG:Titr:Pt:Ser:SemiQn:IF | Immunofluorescence Assay (IFA)
2023-08-22 | EEPC | Eastern Equine Encephalitis Antibody Panel, IgG and IgM, Spinal Fluid | 26370 | East Equine Enceph Ab, IgM, CSF | 10899-3 | Eastern equine encephalitis virus Ab.IgM:Titr:Pt:CSF:SemiQn:IF | Immunofluorescence Assay (IFA)
2023-08-22 | EEEP | Eastern Equine Encephalitis Antibody, IgG and IgM, Serum | 83355 | East Equine Enceph Ab, IgM, S | In Process | Eastern equine encephalitis virus Ab.IgM:Titr:Pt:Ser:SemiQn:IF | Immunofluorescence Assay (IFA)
2023-08-22 | EEEP | Eastern Equine Encephalitis Antibody, IgG and IgM, Serum | 83354 | East Equine Enceph Ab, IgG, S | In Process | Eastern equine encephalitis virus Ab.IgG:Titr:Pt:Ser:SemiQn:IF | Immunofluorescence Assay (IFA)
2023-08-22 | EEPC | Eastern Equine Encephalitis Antibody Panel, IgG and IgM, Spinal Fluid | 26369 | East Equine Enceph Ab, IgG, CSF | In Process | Eastern equine encephalitis virus Ab.IgG:Titr:Pt:CSF:SemiQn:IF | Immunofluorescence Assay (IFA)
2023-08-21 | MPNJM | Myeloproliferative Neoplasm, JAK2 V617F with Reflex to CALR and MPL, Bone Marrow | 614536 | Final Diagnosis | 22637-3 | Path report.final diagnosis:Imp:Pt:Specimen:Nar: | MPNJM: Quantitative Polymerase Chain Reaction (PCR) CALJM: PCR/Fragment Analysis MPLJM: Sanger Sequencing
2023-08-21 | FPOLO | Poliovirus (Types 1, 3) Antibodies, Neutralization | Z4806 | Polio 1 Titer | 22446-9 | Polio virus 1 Ab:Titr:Pt:Ser:SemiQn: | Culture/Neutralization
2023-08-21 | FPOLO | Poliovirus (Types 1, 3) Antibodies, Neutralization | Z4807 | Polio 3 Titer | 22450-1 | Polio virus 3 Ab:Titr:Pt:Ser:SemiQn: | Culture/Neutralization
2023-08-21 | ROC | Rubeola (Measles) Antibodies, IgG and IgM, Spinal Fluid | 5742 | Rubeola (Measles) Ab, IgM | In Process | Measles virus Ab.IgM:Titr:Pt:CSF:SemiQn: | Immunofluorescence Assay (IFA)
2023-08-16 | UHSD2 | Hemosiderin, Random, Urine | HSDU2 | Hemosiderin, Random, U | 4644-1 | Hemosiderin:PrThr:Pt:Urine:Ord: | Rous Method
2023-08-09 | NUTHR | Hazelnut-Food, IgE with Reflex to Hazelnut-Food Components, IgE, Serum | NUTH1 | Hazelnut-Food, IgE, S | 6136-6 | Corylus avellana Ab.IgE:ACnc:Pt:Ser:Qn: | Fluorescent Enzyme Immunoassay (FEIA)
2023-08-09 | CASHR | Cashew, IgE with Reflex to Cashew Component, IgE, Serum | CASH1 | Cashew, IgE, S | 6718-1 | Anacardium occidentale Ab.IgE:ACnc:Pt:Ser:Qn: | Fluorescent Enzyme Immunoassay (FEIA)
2023-08-09 | BRAZR | Brazil Nut, IgE with Reflex to Brazil Nut Component, IgE, Serum | BRAZ1 | Brazil Nut, IgE, S | 6050-9 | Bertholletia excelsa Ab.IgE:ACnc:Pt:Ser:Qn: | Fluorescent Enzyme Immunoassay (FEIA)
2023-08-09 | BLWRF | Walnut-Food, IgE, with Reflex to Walnut-Food Components, IgE, Serum | BLW1 | Walnut-Food, IgE, S | 6273-7 | Juglans spp Ab.IgE:ACnc:Pt:Ser:Qn: | Fluorescent Enzyme Immunoassay (FEIA)
2023-08-01 | ADALX | Adalimumab Quantitative with Reflex to Antibody, Serum | ADALX | Adalimumab QN with Reflex to Ab, S | 86894-3 | Adalimumab:MCnc:Pt:Ser/Plas:Qn:IA | Enzyme-Linked Immunosorbent Assay (ELISA)
2023-08-01 | MMGEN | Mycoplasma genitalium, Transcription-Mediated Amplification, Post-Prostatic Massage Fluid/Urine or Peritoneal Fluids | 620734 | Mycoplasma genitalium Result | 100706-1 | Mycoplasma genitalium rRNA:PrThr:Pt:XXX:Ord:Probe.amp.tar | Transcription-Mediated Amplification
2023-08-01 | MMGEN | Mycoplasma genitalium, Transcription-Mediated Amplification, Post-Prostatic Massage Fluid/Urine or Peritoneal Fluids | MMGES | Specimen Source: | 31208-2 | Specimen source:Prid:Pt:XXX:Nom: | Transcription-Mediated Amplification
2023-07-24 | ESBLS | Extended-Spectrum Beta-Lactamase-Producing Gram-Negative Bacteria Surveillance Culture, Feces | ESBLS | ESBL GNB Surveillance Culture, F | 102121-1 | Extended-spectrum beta lactamase by ceftazidime to ceftazidime+clavulanate inhibitory concentration ratio:Imp:Pt:Stool:Ord:Based on lab data | Conventional Culture Technique
2023-07-24 | RFCWT | Renal Pathology Tissue Consultation, Wet Tissue | 620418 | Report electronically signed by | 19139-5 | Pathologist name:Pn:Pt:Provider:Nom: | Pathology Consultation
2023-07-24 | RFCWT | Renal Pathology Tissue Consultation, Wet Tissue | 620419 | Addendum | 35265-8 | Path report.addendum:Find:Pt:Specimen:Nar: | Pathology Consultation
2023-07-24 | RFCWT | Renal Pathology Tissue Consultation, Wet Tissue | 620420 | Gross Description | 22634-0 | Path report.gross observation:Find:Pt:Specimen:Nar: | Pathology Consultation
2023-07-24 | RFCWT | Renal Pathology Tissue Consultation, Wet Tissue | 620421 | Material Received | 22633-2 | Path report.site of origin:Anat:Pt:Specimen:Nar: | Pathology Consultation
2023-07-24 | RFCWT | Renal Pathology Tissue Consultation, Wet Tissue | 620422 | Disclaimer | 62364-5 | Test performance information:Find:Pt:XXX:Nar: | Pathology Consultation
2023-07-24 | RFCWT | Renal Pathology Tissue Consultation, Wet Tissue | 620423 | Case Number | 80398-1 | Unique identifier:ID:Pt:Current sample:Nom: | Pathology Consultation
2023-07-21 | RPMPM | Mycoplasma (Mycoplasmoides) pneumoniae Macrolide (Azithromycin) Resistance Prediction, Molecular Detection, PCR, Varies | 619928 | M. pneumoniae Macrolide Resistance | 6483-2 | Mycoplasma pneumoniae rRNA:PrThr:Pt:XXX:Ord:Probe | Rapid Polymerase Chain Reaction (PCR) using Light Cycler and Fluorescent Resonance Energy Transfer (FRET)
2023-07-18 | NCLW | Neuronal Ceroid Lipofuscinosis, Two-Enzyme Panel, Leukocytes | 618470 | Reviewed By | 18771-6 | Provider.signing name:Pn:Pt:Report:Nom: | Liquid Chromatography Tandem Mass Spectrometry (LC-MS/MS)
2023-07-18 | NCLW | Neuronal Ceroid Lipofuscinosis, Two-Enzyme Panel, Leukocytes | 618471 | Palmitoyl-protein thioesterase 1 | 74935-8 | Palmitoyl protein thioesterase:CCnt:Pt:WBC:Qn: | Liquid Chromatography Tandem Mass Spectrometry (LC-MS/MS)
2023-07-18 | NCLW | Neuronal Ceroid Lipofuscinosis, Two-Enzyme Panel, Leukocytes | 618472 | Tripeptidyl peptidase 1 | 76038-9 | Tripeptidyl peptidase I:CCnt:Pt:WBC:Qn: | Liquid Chromatography Tandem Mass Spectrometry (LC-MS/MS)
2023-07-18 | NCLW | Neuronal Ceroid Lipofuscinosis, Two-Enzyme Panel, Leukocytes | 618473 | Interpretation | 59462-2 | Clinical biochemist review:Imp:Pt:XXX:Nar: | Liquid Chromatography Tandem Mass Spectrometry (LC-MS/MS)
2023-07-18 | NCLW | Neuronal Ceroid Lipofuscinosis, Two-Enzyme Panel, Leukocytes | BG773 | Reason for Referral | 42349-1 | Reason for referral:Find:Pt:^Patient:Nar: | Liquid Chromatography Tandem Mass Spectrometry (LC-MS/MS)
2023-07-18 | NCLBS | Neuronal Ceroid Lipofuscinosis, Two-Enzyme Panel, Blood Spot | BG757 | Reason for Referral | 42349-1 | Reason for referral:Find:Pt:^Patient:Nar: | Liquid Chromatography Tandem Mass Spectrometry (LC-MS/MS)
2023-07-18 | NCLBS | Neuronal Ceroid Lipofuscinosis, Two-Enzyme Panel, Blood Spot | 618434 | Reviewed By | 18771-6 | Provider.signing name:Pn:Pt:Report:Nom: | Liquid Chromatography Tandem Mass Spectrometry (LC-MS/MS)
2023-07-18 | NCLBS | Neuronal Ceroid Lipofuscinosis, Two-Enzyme Panel, Blood Spot | 618435 | Palmitoyl-protein thioesterase 1 | 59246-9 | Palmitoyl protein thioesterase:CCnc:Pt:Bld.dot:Qn: | Liquid Chromatography Tandem Mass Spectrometry (LC-MS/MS)
2023-07-18 | NCLBS | Neuronal Ceroid Lipofuscinosis, Two-Enzyme Panel, Blood Spot | 618436 | Tripeptidyl peptidase 1 | 72498-9 | Tripeptidyl peptidase I:CCnc:Pt:Bld.dot:Qn: | Liquid Chromatography Tandem Mass Spectrometry (LC-MS/MS)
2023-07-18 | NCLBS | Neuronal Ceroid Lipofuscinosis, Two-Enzyme Panel, Blood Spot | 618437 | Interpretation | 59462-2 | Clinical biochemist review:Imp:Pt:XXX:Nar: | Liquid Chromatography Tandem Mass Spectrometry (LC-MS/MS)
2023-07-18 | MPS3W | Mucopolysaccharidosis III, Four-Enzyme Panel, Leukocytes | 618455 | Reviewed By | 18771-6 | Provider.signing name:Pn:Pt:Report:Nom: | Liquid Chromatography Tandem Mass Spectrometry (LC-MS/MS)
2023-07-18 | MPS3W | Mucopolysaccharidosis III, Four-Enzyme Panel, Leukocytes | 618456 | Heparan-N-sulfatase | 24086-1 | Heparan-N-sulfatas:CCnt:Pt:WBC:Qn: | Liquid Chromatography Tandem Mass Spectrometry (LC-MS/MS)
2023-07-18 | MPS3W | Mucopolysaccharidosis III, Four-Enzyme Panel, Leukocytes | 618457 | N-acetyl-alpha-D-glucosaminidase | 24092-9 | Alpha-N-acetylglucosaminidase:CCnt:Pt:WBC:Qn: | Liquid Chromatography Tandem Mass Spectrometry (LC-MS/MS)
2023-07-18 | MPS3W | Mucopolysaccharidosis III, Four-Enzyme Panel, Leukocytes | 618458 | Heparan-alpha-glucosaminide N-acetyltransferase | 24044-0 | Acetyl-CoA:glucosamine acetyltransferase:CCnt:Pt:WBC:Qn: | Liquid Chromatography Tandem Mass Spectrometry (LC-MS/MS)
2023-07-18 | MPS3W | Mucopolysaccharidosis III, Four-Enzyme Panel, Leukocytes | 618459 | N-acetylglucosamine-6-sulfatase | 24098-6 | N-Acetylglucosamine-6-Sulfatase:CCnt:Pt:WBC:Qn: | Liquid Chromatography Tandem Mass Spectrometry (LC-MS/MS)
2023-07-18 | MPS3W | Mucopolysaccharidosis III, Four-Enzyme Panel, Leukocytes | 618460 | Interpretation | 59462-2 | Clinical biochemist review:Imp:Pt:XXX:Nar: | Liquid Chromatography Tandem Mass Spectrometry (LC-MS/MS)
2023-07-18 | MPS3W | Mucopolysaccharidosis III, Four-Enzyme Panel, Leukocytes | BG767 | Reason for Referral | 42349-1 | Reason for referral:Find:Pt:^Patient:Nar: | Liquid Chromatography Tandem Mass Spectrometry (LC-MS/MS)
2023-07-18 | MPS3B | Mucopolysaccharidosis III, Three-Enzyme Panel, Blood Spot | 618418 | Reviewed By | 18771-6 | Provider.signing name:Pn:Pt:Report:Nom: | Liquid Chromatography Tandem Mass Spectrometry (LC-MS/MS)
2023-07-18 | MPS3B | Mucopolysaccharidosis III, Three-Enzyme Panel, Blood Spot | 618422 | Interpretation | 59462-2 | Clinical biochemist review:Imp:Pt:XXX:Nar: | Liquid Chromatography Tandem Mass Spectrometry (LC-MS/MS)
2023-07-18 | MP9W | Mucopolysaccharidoses, Nine-Enzyme Panel, Leukocytes | BG759 | Reason for Referral | 42349-1 | Reason for referral:Find:Pt:^Patient:Nar: | Liquid Chromatography Tandem Mass Spectrometry (LC-MS/MS)
2023-07-18 | MPS3B | Mucopolysaccharidosis III, Three-Enzyme Panel, Blood Spot | BG751 | Reason for Referral | 42349-1 | Reason for referral:Find:Pt:^Patient:Nar: | Liquid Chromatography Tandem Mass Spectrometry (LC-MS/MS)
2023-07-18 | MP9W | Mucopolysaccharidoses, Nine-Enzyme Panel, Leukocytes | 618439 | Iduronate-2-sulfatase | 24089-5 | Iduronate-2-Sulfatase:CCnt:Pt:WBC:Qn: | Liquid Chromatography Tandem Mass Spectrometry (LC-MS/MS)
2023-07-18 | MP9W | Mucopolysaccharidoses, Nine-Enzyme Panel, Leukocytes | 618440 | Heparan-N-sulfatase | 24086-1 | Heparan-N-sulfatase:CCnt:Pt:WBC:Qn: | Liquid Chromatography Tandem Mass Spectrometry (LC-MS/MS)
2023-07-18 | MP9W | Mucopolysaccharidoses, Nine-Enzyme Panel, Leukocytes | 618441 | N-acetyl-alpha-D-glucosaminidase | 24092-9 | Alpha-N-acetylglucosaminidase:CCnt:Pt:WBC:Qn: | Liquid Chromatography Tandem Mass Spectrometry (LC-MS/MS)
2023-07-18 | MP9W | Mucopolysaccharidoses, Nine-Enzyme Panel, Leukocytes | 618442 | Heparan-alpha-glucosaminide N-acetyltransferase | 24044-0 | Acetyl-CoA:glucosamine acetyltransferase:CCnt:Pt:WBC:Qn: | Liquid Chromatography Tandem Mass Spectrometry (LC-MS/MS)
2023-07-18 | MP9W | Mucopolysaccharidoses, Nine-Enzyme Panel, Leukocytes | 618443 | N-acetylglucosamine-6-sulfatase | 24098-6 | N-Acetylglucosamine-6-Sulfatase:CCnt:Pt:WBC:Qn: | Liquid Chromatography Tandem Mass Spectrometry (LC-MS/MS)
2023-07-18 | MP9W | Mucopolysaccharidoses, Nine-Enzyme Panel, Leukocytes | 618444 | N-acetylgalactosamine-6-sulfatase | 24096-0 | N-Acetylgalactosamine-6-Sulfatase:CCnt:Pt:WBC:Qn: | Liquid Chromatography Tandem Mass Spectrometry (LC-MS/MS)
2023-07-18 | MP9W | Mucopolysaccharidoses, Nine-Enzyme Panel, Leukocytes | 618445 | Beta-galactosidase | 24061-4 | Beta galactosidase:CCnt:Pt:WBC:Qn: | Liquid Chromatography Tandem Mass Spectrometry (LC-MS/MS)
2023-07-18 | MP9W | Mucopolysaccharidoses, Nine-Enzyme Panel, Leukocytes | 618446 | Arylsulfatase B | 24094-5 | N-Acetylgalactosamine-4-Sulfatase:CCnt:Pt:WBC:Qn: | Liquid Chromatography Tandem Mass Spectrometry (LC-MS/MS)
2023-07-18 | MP9W | Mucopolysaccharidoses, Nine-Enzyme Panel, Leukocytes | 618447 | Beta-glucuronidase | 24065-5 | Beta glucuronidase:CCnt:Pt:WBC:Qn: | Liquid Chromatography Tandem Mass Spectrometry (LC-MS/MS)
2023-07-18 | MP9W | Mucopolysaccharidoses, Nine-Enzyme Panel, Leukocytes | 618448 | Interpretation | 59462-2 | Clinical biochemist review:Imp:Pt:XXX:Nar: | Liquid Chromatography Tandem Mass Spectrometry (LC-MS/MS)
2023-07-18 | MP9W | Mucopolysaccharidoses, Nine-Enzyme Panel, Leukocytes | 618438 | Reviewed By | 18771-6 | Provider.signing name:Pn:Pt:Report:Nom: | Liquid Chromatography Tandem Mass Spectrometry (LC-MS/MS)
2023-07-18 | I2SB | Iduronate-2-Sulfatase, Blood Spot | BG749 | Reason for Referral | 42349-1 | Reason for referral:Find:Pt:^Patient:Nar: | Liquid Chromatography Tandem Mass Spectrometry (LC-MS/MS)
2023-07-18 | I2SB | Iduronate-2-Sulfatase, Blood Spot | 618416 | Reviewed By | 18771-6 | Provider.signing name:Pn:Pt:Report:Nom: | Liquid Chromatography Tandem Mass Spectrometry (LC-MS/MS)
2023-07-18 | I2SB | Iduronate-2-Sulfatase, Blood Spot | 618417 | Interpretation | 59462-2 | Clinical biochemist review:Imp:Pt:XXX:Nar: | Liquid Chromatography Tandem Mass Spectrometry (LC-MS/MS)
2023-07-18 | MP8BS | Mucopolysaccharidoses, Eight-Enzyme Panel, Blood Spot | 618404 | Reviewed By | 18771-6 | Provider.signing name:Pn:Pt:Report:Nom: | Liquid Chromatography Tandem Mass Spectrometry (LC-MS/MS)
2023-07-18 | MP8BS | Mucopolysaccharidoses, Eight-Enzyme Panel, Blood Spot | 618412 | Beta-glucuronidase | 79457-8 | Beta glucuronidase:CCnc:Pt:Bld.dot:Qn: | Liquid Chromatography Tandem Mass Spectrometry (LC-MS/MS)
2023-07-18 | MP8BS | Mucopolysaccharidoses, Eight-Enzyme Panel, Blood Spot | 618413 | Interpretation | 59462-2 | Clinical biochemist review:Imp:Pt:XXX:Nar: | Liquid Chromatography Tandem Mass Spectrometry (LC-MS/MS)
2023-07-18 | MP8BS | Mucopolysaccharidoses, Eight-Enzyme Panel, Blood Spot | 618409 | N-acetylgalactosamine-6-sulfatase | 88019-5 | N-acetylgalactosamine-6-sulfatase:CCnc:Pt:Bld.dot:Qn: | Liquid Chromatography Tandem Mass Spectrometry (LC-MS/MS)
2023-07-18 | MP8BS | Mucopolysaccharidoses, Eight-Enzyme Panel, Blood Spot | 618410 | Beta-galactosidase | 55916-1 | Beta galactosidase:CCnc:Pt:Bld.dot:Qn: | Liquid Chromatography Tandem Mass Spectrometry (LC-MS/MS)
2023-07-18 | MP8BS | Mucopolysaccharidoses, Eight-Enzyme Panel, Blood Spot | 618411 | Arylsulfatase B | 55912-0 | Arylsulfatase:CCnc:Pt:Bld.dot:Qn: | Liquid Chromatography Tandem Mass Spectrometry (LC-MS/MS)
2023-07-18 | MP8BS | Mucopolysaccharidoses, Eight-Enzyme Panel, Blood Spot | BG743 | Reason for Referral | 42349-1 | Reason for referral:Find:Pt:^Patient:Nar: | Liquid Chromatography Tandem Mass Spectrometry (LC-MS/MS)
2023-07-18 | MP8BS | Mucopolysaccharidoses, Eight-Enzyme Panel, Blood Spot | 618405 | Iduronate-2-sulfatase | 79462-8 | Iduronate-2-Sulfatase:CCnc:Pt:Bld.dot:Qn: | Liquid Chromatography Tandem Mass Spectrometry (LC-MS/MS)
2023-07-18 | I2SWB | Iduronate-2-Sulfatase, Leukocytes | 618453 | Reviewed By | 18771-6 | Provider.signing name:Pn:Pt:Report:Nom: | Liquid Chromatography Tandem Mass Spectrometry (LC-MS/MS)
2023-07-18 | I2SWB | Iduronate-2-Sulfatase, Leukocytes | 618454 | Interpretation | 59462-2 | Clinical biochemist review:Imp:Pt:XXX:Nar: | Liquid Chromatography Tandem Mass Spectrometry (LC-MS/MS)
2023-07-18 | I2SWB | Iduronate-2-Sulfatase, Leukocytes | BG765 | Reason for Referral | 42349-1 | Reason for referral:Find:Pt:^Patient:Nar: | Liquid Chromatography Tandem Mass Spectrometry (LC-MS/MS)
2023-07-18 | I2SWB | Iduronate-2-Sulfatase, Leukocytes | 618291 | Iduronate-2-sulfatase | 24089-5 | Iduronate-2-Sulfatase:CCnt:Pt:WBC:Qn: | Liquid Chromatography Tandem Mass Spectrometry (LC-MS/MS)
2023-07-18 | I2SB | Iduronate-2-Sulfatase, Blood Spot | 618290 | Iduronate-2-sulfatase | 79462-8 | Iduronate-2-Sulfatase:CCnc:Pt:Bld.dot:Qn: | Liquid Chromatography Tandem Mass Spectrometry (LC-MS/MS)
2023-07-17 | QNADL | Adalimumab Quantitative, Serum | QNADL | Adalimumab QN, S | 86894-3 | Adalimumab:MCnc:Pt:Ser/Plas:Qn:IA | Only orderable as part of a profile. For more information see ADALP / Adalimumab Quantitative with Antibody, Serum. Enzyme-Linked Immunosorbent Assay (ELISA)
2023-07-14 | DMITO | Mitochondrial DNA Deletion Heteroplasmy, ddPCR, Varies | 618613 | Result Summary | 50397-9 | Molecular diagnostic overall interpretation:PrThr:Pt:Bld/Tiss:Ord:Molgen | Droplet Digital Polymerase Chain Reaction (ddPCR)
2023-07-14 | DMITO | Mitochondrial DNA Deletion Heteroplasmy, ddPCR, Varies | 618614 | Result | 82939-0 | Genetic variant details:Find:Pt:Bld/Tiss:Nar:Molgen | Droplet Digital Polymerase Chain Reaction (ddPCR)
2023-07-14 | DMITO | Mitochondrial DNA Deletion Heteroplasmy, ddPCR, Varies | 618615 | Interpretation | 69047-9 | Geneticist review:Imp:Pt:XXX:Nar: | Droplet Digital Polymerase Chain Reaction (ddPCR)
2023-07-14 | DMITO | Mitochondrial DNA Deletion Heteroplasmy, ddPCR, Varies | 618616 | Additional Information | 48767-8 | Annotation comment:Imp:Pt:{system}:Nar: | Droplet Digital Polymerase Chain Reaction (ddPCR)
2023-07-14 | DMITO | Mitochondrial DNA Deletion Heteroplasmy, ddPCR, Varies | 618617 | Specimen | 31208-2 | Specimen source:Prid:Pt:XXX:Nom: | Droplet Digital Polymerase Chain Reaction (ddPCR)
2023-07-14 | DMITO | Mitochondrial DNA Deletion Heteroplasmy, ddPCR, Varies | 618618 | Source | 31208-2 | Specimen source:Prid:Pt:XXX:Nom: | Droplet Digital Polymerase Chain Reaction (ddPCR)
2023-07-14 | DMITO | Mitochondrial DNA Deletion Heteroplasmy, ddPCR, Varies | 618619 | Method | 85069-3 | Lab test method:Type:Pt:Specimen:Nom:* | Droplet Digital Polymerase Chain Reaction (ddPCR)
2023-07-14 | DMITO | Mitochondrial DNA Deletion Heteroplasmy, ddPCR, Varies | 618620 | Disclaimer | 62364-5 | Test performance information:Find:Pt:XXX:Nar: | Droplet Digital Polymerase Chain Reaction (ddPCR)
2023-07-14 | DMITO | Mitochondrial DNA Deletion Heteroplasmy, ddPCR, Varies | 618621 | Released By | 18771-6 | Provider.signing name:Pn:Pt:Report:Nom: | Droplet Digital Polymerase Chain Reaction (ddPCR)
2023-07-14 | MSDBS | Multiple Sulfatase Deficiency, Blood Spot | BG755 | Reason for Referral | 42349-1 | Reason for referral:Find:Pt:^Patient:Nar: | Liquid Chromatography Tandem Mass Spectrometry (LC-MS/MS)
2023-07-14 | MSDBS | Multiple Sulfatase Deficiency, Blood Spot | 618429 | Reviewed By | 18771-6 | Provider.signing name:Pn:Pt:Report:Nom: | Liquid Chromatography Tandem Mass Spectrometry (LC-MS/MS)
2023-07-14 | MSDBS | Multiple Sulfatase Deficiency, Blood Spot | 618432 | N-acetylgalactosamine-6-sulfatase | 88019-5 | N-acetylgalactosamine-6-sulfatase:CCnc:Pt:Bld.dot:Qn: | Liquid Chromatography Tandem Mass Spectrometry (LC-MS/MS)
2023-07-14 | MSDBS | Multiple Sulfatase Deficiency, Blood Spot | 618433 | Interpretation | 59462-2 | Clinical biochemist review:Imp:Pt:XXX:Nar: | Liquid Chromatography Tandem Mass Spectrometry (LC-MS/MS)
2023-07-14 | GUSBB | Beta-Glucuronidase, Blood Spot | 618427 | Reviewed By | 18771-6 | Provider.signing name:Pn:Pt:Report:Nom: | Liquid Chromatography Tandem Mass Spectrometry (LC-MS/MS)
2023-07-14 | GUSBB | Beta-Glucuronidase, Blood Spot | 618428 | Interpretation | 59462-2 | Clinical biochemist review:Imp:Pt:XXX:Nar: | Liquid Chromatography Tandem Mass Spectrometry (LC-MS/MS)
2023-07-14 | MSDBS | Multiple Sulfatase Deficiency, Blood Spot | 618430 | Iduronate-2-sulfatase | 79462-8 | Iduronate-2-Sulfatase:CCnc:Pt:Bld.dot:Qn: | Liquid Chromatography Tandem Mass Spectrometry (LC-MS/MS)
2023-07-14 | ARSBB | Arylsulfatase B, Blood Spot | 618414 | Reviewed By | 18771-6 | Provider.signing name:Pn:Pt:Report:Nom: | Liquid Chromatography Tandem Mass Spectrometry (LC-MS/MS)
2023-07-14 | ARSBB | Arylsulfatase B, Blood Spot | 618415 | Interpretation | 59462-2 | Clinical biochemist review:Imp:Pt:XXX:Nar: | Liquid Chromatography Tandem Mass Spectrometry (LC-MS/MS)
2023-07-14 | MPS4B | Mucopolysaccharidosis IV Enzyme Panel, Blood Spot | 618423 | Reviewed By | 18771-6 | Provider.signing name:Pn:Pt:Report:Nom: | Liquid Chromatography Tandem Mass Spectrometry (LC-MS/MS)
2023-07-14 | MPS4B | Mucopolysaccharidosis IV Enzyme Panel, Blood Spot | 618424 | N-acetylgalactosamine-6-sulfatase | 88019-5 | N-acetylgalactosamine-6-sulfatase:CCnc:Pt:Bld.dot:Qn: | Liquid Chromatography Tandem Mass Spectrometry (LC-MS/MS)
2023-07-14 | MPS4B | Mucopolysaccharidosis IV Enzyme Panel, Blood Spot | 618425 | Beta-galactosidase | 55916-1 | Beta galactosidase:CCnc:Pt:Bld.dot:Qn: | Liquid Chromatography Tandem Mass Spectrometry (LC-MS/MS)
2023-07-14 | MPS4B | Mucopolysaccharidosis IV Enzyme Panel, Blood Spot | 618426 | Interpretation | 59462-2 | Clinical biochemist review:Imp:Pt:XXX:Nar: | Liquid Chromatography Tandem Mass Spectrometry (LC-MS/MS)
2023-07-14 | MPS4B | Mucopolysaccharidosis IV Enzyme Panel, Blood Spot | BG753 | Reason for Referral | 42349-1 | Reason for referral:Find:Pt:^Patient:Nar: | Liquid Chromatography Tandem Mass Spectrometry (LC-MS/MS)
2023-07-14 | GUSBB | Beta-Glucuronidase, Blood Spot | BG747 | Reason for Referral | 42349-1 | Reason for referral:Find:Pt:^Patient:Nar: | Liquid Chromatography Tandem Mass Spectrometry (LC-MS/MS)
2023-07-14 | GUSBB | Beta-Glucuronidase, Blood Spot | 618288 | Beta-glucuronidase | 79457-8 | Beta glucuronidase:CCnc:Pt:Bld.dot:Qn: | Liquid Chromatography Tandem Mass Spectrometry (LC-MS/MS)
2023-07-14 | ARSBB | Arylsulfatase B, Blood Spot | BG745 | Reason for Referral | 42349-1 | Reason for referral:Find:Pt:^Patient:Nar: | Liquid Chromatography Tandem Mass Spectrometry (LC-MS/MS)
2023-07-14 | ARSBB | Arylsulfatase B, Blood Spot | 616834 | Arylsulfatase B | 55912-0 | Arylsulfatase:CCnc:Pt:Bld.dot:Qn: | Liquid Chromatography Tandem Mass Spectrometry (LC-MS/MS)
2023-07-14 | MSDW | Multiple Sulfatase Deficiency, Leukocytes | 620156 | N-acetylglucosamine-6-sulfatase | 24098-6 | N-Acetylglucosamine-6-Sulfatase:CCnt:Pt:WBC:Qn: | Liquid Chromatography Tandem Mass Spectrometry (LC-MS/MS)
2023-07-14 | ARSBW | Arylsulfatase B, Leukocytes | BG761 | Reason for Referral | 42349-1 | Reason for referral:Find:Pt:^Patient:Nar: | Liquid Chromatography Tandem Mass Spectrometry (LC-MS/MS)
2023-07-14 | GUSBW | Beta-Glucuronidase, Leukocytes | BG763 | Reason for Referral | 42349-1 | Reason for referral:Find:Pt:^Patient:Nar: | Liquid Chromatography Tandem Mass Spectrometry (LC-MS/MS)
2023-07-14 | MPS4W | Mucopolysaccharidosis IV Enzyme Panel, Leukocytes | BG769 | Reason for Referral | 42349-1 | Reason for referral:Find:Pt:^Patient:Nar: | Liquid Chromatography Tandem Mass Spectrometry (LC-MS/MS)
2023-07-14 | MSDW | Multiple Sulfatase Deficiency, Leukocytes | 618465 | Reviewed By | 18771-6 | Provider.signing name:Pn:Pt:Report:Nom: | Liquid Chromatography Tandem Mass Spectrometry (LC-MS/MS)
2023-07-14 | MSDW | Multiple Sulfatase Deficiency, Leukocytes | 618466 | Iduronate-2-sulfatase | 24089-5 | Iduronate-2-Sulfatase:CCnt:Pt:WBC:Qn: | Liquid Chromatography Tandem Mass Spectrometry (LC-MS/MS)
2023-07-14 | MSDW | Multiple Sulfatase Deficiency, Leukocytes | 618467 | Heparan-N-sulfatase | 24086-1 | Heparan-N-sulfatas:CCnt:Pt:WBC:Qn: | Liquid Chromatography Tandem Mass Spectrometry (LC-MS/MS)
2023-07-14 | MSDW | Multiple Sulfatase Deficiency, Leukocytes | 618468 | N-acetylgalactosamine-6-sulfatase | 24096-0 | N-Acetylgalactosamine-6-Sulfatase:CCnt:Pt:WBC:Qn: | Liquid Chromatography Tandem Mass Spectrometry (LC-MS/MS)
2023-07-14 | MSDW | Multiple Sulfatase Deficiency, Leukocytes | 618469 | Interpretation | 59462-2 | Clinical biochemist review:Imp:Pt:XXX:Nar: | Liquid Chromatography Tandem Mass Spectrometry (LC-MS/MS)
2023-07-14 | MSDW | Multiple Sulfatase Deficiency, Leukocytes | BG771 | Reason for Referral | 42349-1 | Reason for referral:Find:Pt:^Patient:Nar: | Liquid Chromatography Tandem Mass Spectrometry (LC-MS/MS)
2023-07-14 | ARSBW | Arylsulfatase B, Leukocytes | 616835 | Arylsulfatase B | 24094-5 | N-Acetylgalactosamine-4-Sulfatase:CCnt:Pt:WBC:Qn: | Liquid Chromatography Tandem Mass Spectrometry (LC-MS/MS)
2023-07-14 | ARSBW | Arylsulfatase B, Leukocytes | 618449 | Reviewed By | 18771-6 | Provider.signing name:Pn:Pt:Report:Nom: | Liquid Chromatography Tandem Mass Spectrometry (LC-MS/MS)
2023-07-14 | ARSBW | Arylsulfatase B, Leukocytes | 618450 | Interpretation | 59462-2 | Clinical biochemist review:Imp:Pt:XXX:Nar: | Liquid Chromatography Tandem Mass Spectrometry (LC-MS/MS)
2023-07-14 | GUSBW | Beta-Glucuronidase, Leukocytes | 618289 | Beta-glucuronidase | 24065-5 | Beta glucuronidase:CCnt:Pt:WBC:Qn: | Liquid Chromatography Tandem Mass Spectrometry (LC-MS/MS)
2023-07-14 | GUSBW | Beta-Glucuronidase, Leukocytes | 618451 | Reviewed By | 18771-6 | Provider.signing name:Pn:Pt:Report:Nom: | Liquid Chromatography Tandem Mass Spectrometry (LC-MS/MS)
2023-07-14 | GUSBW | Beta-Glucuronidase, Leukocytes | 618452 | Interpretation | 59462-2 | Clinical biochemist review:Imp:Pt:XXX:Nar: | Liquid Chromatography Tandem Mass Spectrometry (LC-MS/MS)
2023-07-14 | MPS4W | Mucopolysaccharidosis IV Enzyme Panel, Leukocytes | 618461 | Reviewed By | 18771-6 | Provider.signing name:Pn:Pt:Report:Nom: | Liquid Chromatography Tandem Mass Spectrometry (LC-MS/MS)
2023-07-14 | MPS4W | Mucopolysaccharidosis IV Enzyme Panel, Leukocytes | 618462 | N-acetylgalactosamine-6-sulfatase | 24096-0 | N-Acetylgalactosamine-6-Sulfatase:CCnt:Pt:WBC:Qn: | Liquid Chromatography Tandem Mass Spectrometry (LC-MS/MS)
2023-07-14 | MPS4W | Mucopolysaccharidosis IV Enzyme Panel, Leukocytes | 618463 | Beta-galactosidase | 24061-4 | Beta galactosidase:CCnt:Pt:WBC:Qn: | Liquid Chromatography Tandem Mass Spectrometry (LC-MS/MS)
2023-07-14 | MPS4W | Mucopolysaccharidosis IV Enzyme Panel, Leukocytes | 618464 | Interpretation | 59462-2 | Clinical biochemist review:Imp:Pt:XXX:Nar: | Liquid Chromatography Tandem Mass Spectrometry (LC-MS/MS)
2023-07-13 | MTBXS | Mycobacterium tuberculosis Complex, Molecular Detection and Rifampin Resistance, PCR, Sputum | SRCPX | Specimen Source | 31208-2 | Specimen source:Prid:Pt:XXX:Nom: | Real-Time Polymerase Chain Reaction (PCR)
2023-07-13 | MTBXS | Mycobacterium tuberculosis Complex, Molecular Detection and Rifampin Resistance, PCR, Sputum | MTBRX | MTB Complex Result | 88874-3 | Mycobacterium tuberculosis complex DNA:PrThr:Pt:Isolate/Specimen:Ord:Molgen | Real-Time Polymerase Chain Reaction (PCR)
2023-07-13 | MTBXS | Mycobacterium tuberculosis Complex, Molecular Detection and Rifampin Resistance, PCR, Sputum | RIFRX | MTB Rifampin Resistance Result | 89372-7 | Mycobacterium tuberculosis complex rpoB gene rifAMPin resistance mutation:PrThr:Pt:Isolate/Specimen:Ord:Molgen | Real-Time Polymerase Chain Reaction (PCR)
2023-07-07 | HEXLA | Hexagonal Lupus Anticoagulant, Plasma | HXDLT | HEX LA Delta | 96267-0 | Delta coagulation surface induced.hexagonal phase phospholipid:TimeDif:Pt:PPP:Qn:Coag | Only orderable as part of a reflex. For more information see: ALUPP / Lupus Anticoagulant Profile, Plasma ACBL / Bleeding Diathesis Profile, Comprehensive, Plasma ALBLD / Bleeding Diathesis Profile, Limited, Plasma AATHR / Thrombophilia Profile, Plasma and Whole Blood APROL / Prolonged Clot Time Profile, Plasma ADIC / Disseminated Intravascular Coagulation/Intravascular Coagulation and Fibrinolysis (DIC/ICF) Profile, Plasma Spectrophotometric
2023-07-06 | UGTFZ | UDP-Glucuronosyltransferase 1A1 (UGT1A1), Full Gene Sequencing, Varies | 618688 | Full Gene Sequence Result | 82939-0 | Molecular diagnostic overall interpretation:PrThr:Pt:Bld/Tiss:Ord:Molgen | Polymerase Chain Reaction (PCR) followed by DNA Sequence Analysis
2023-07-06 | UGTFZ | UDP-Glucuronosyltransferase 1A1 (UGT1A1), Full Gene Sequencing, Varies | 618687 | TA Repeat Result | 95143-4 | UGT1A1 gene.TA repeats:Geno:Pt:Bld/Tiss:Nom:Molgen | Polymerase Chain Reaction (PCR) followed by DNA Sequence Analysis
2023-07-06 | G6PDZ | Glucose-6-Phosphate Dehydrogenase (G6PD) Full Gene Sequencing, Varies | 618837 | G6PD Phenotype | 47998-0 | DNA sequence variation display name:Txt:Pt:Bld/Tiss:Nar:Molgen | Polymerase Chain Reaction (PCR) followed by DNA Sequence Analysis
2023-07-06 | DPYDZ | Dihydropyrimidine Dehydrogenase, DPYD Full Gene Sequencing, Varies | 618601 | DPYD Phenotype | 79719-1 | DPYD gene product metabolic activity interpretation:Imp:Pt:Bld/Tiss:Ord:Molgen | Polymerase Chain Reaction (PCR) followed by DNA Sequence Analysis
2023-07-06 | DPYDZ | Dihydropyrimidine Dehydrogenase, DPYD Full Gene Sequencing, Varies | 618602 | Result Details | 82939-0 | Genetic variant details:Find:Pt:Bld/Tiss:Nar:Molgen | Polymerase Chain Reaction (PCR) followed by DNA Sequence Analysis
2023-07-06 | G6PDZ | Glucose-6-Phosphate Dehydrogenase (G6PD) Full Gene Sequencing, Varies | 618838 | Result Details | 82939-0 | Genetic variant details:Find:Pt:Bld/Tiss:Nar:Molgen | Polymerase Chain Reaction (PCR) followed by DNA Sequence Analysis
2023-07-06 | DPYDZ | Dihydropyrimidine Dehydrogenase, DPYD Full Gene Sequencing, Varies | 618603 | Interpretation | 69047-9 | Geneticist review:Imp:Pt:XXX:Nar: | Polymerase Chain Reaction (PCR) followed by DNA Sequence Analysis
2023-07-06 | G6PDZ | Glucose-6-Phosphate Dehydrogenase (G6PD) Full Gene Sequencing, Varies | 618839 | Interpretation | 69047-9 | Geneticist review:Imp:Pt:XXX:Nar: | Polymerase Chain Reaction (PCR) followed by DNA Sequence Analysis
2023-07-06 | UGTFZ | UDP-Glucuronosyltransferase 1A1 (UGT1A1), Full Gene Sequencing, Varies | 618691 | Interpretation | 69047-9 | Geneticist review:Imp:Pt:XXX:Nar: | Polymerase Chain Reaction (PCR) followed by DNA Sequence Analysis
2023-07-06 | DPYDZ | Dihydropyrimidine Dehydrogenase, DPYD Full Gene Sequencing, Varies | 618607 | Reviewed by | 18771-6 | Provider.signing name:Pn:Pt:Report:Nom: | Polymerase Chain Reaction (PCR) followed by DNA Sequence Analysis
2023-07-06 | G6PDZ | Glucose-6-Phosphate Dehydrogenase (G6PD) Full Gene Sequencing, Varies | 618843 | Reviewed By | 18771-6 | Provider.signing name:Pn:Pt:Report:Nom: | Polymerase Chain Reaction (PCR) followed by DNA Sequence Analysis
2023-07-06 | UGTFZ | UDP-Glucuronosyltransferase 1A1 (UGT1A1), Full Gene Sequencing, Varies | 618695 | Reviewed By | 18771-6 | Provider.signing name:Pn:Pt:Report:Nom: | Polymerase Chain Reaction (PCR) followed by DNA Sequence Analysis
2023-07-06 | DPYDZ | Dihydropyrimidine Dehydrogenase, DPYD Full Gene Sequencing, Varies | 618605 | Disclaimer | 62364-5 | Test performance information:Find:Pt:XXX:Nar: | Polymerase Chain Reaction (PCR) followed by DNA Sequence Analysis
2023-07-06 | G6PDZ | Glucose-6-Phosphate Dehydrogenase (G6PD) Full Gene Sequencing, Varies | 618840 | Additional Information | 48767-8 | Annotation comment:Imp:Pt:{system}:Nar: | Polymerase Chain Reaction (PCR) followed by DNA Sequence Analysis
2023-07-06 | G6PDZ | Glucose-6-Phosphate Dehydrogenase (G6PD) Full Gene Sequencing, Varies | 618842 | Disclaimer | 62364-5 | Test performance information:Find:Pt:XXX:Nar: | Polymerase Chain Reaction (PCR) followed by DNA Sequence Analysis
2023-07-06 | UGTFZ | UDP-Glucuronosyltransferase 1A1 (UGT1A1), Full Gene Sequencing, Varies | 618693 | Disclaimer | 62364-5 | Test performance information:Find:Pt:XXX:Nar: | Polymerase Chain Reaction (PCR) followed by DNA Sequence Analysis
2023-07-06 | DPYDZ | Dihydropyrimidine Dehydrogenase, DPYD Full Gene Sequencing, Varies | 618606 | Additional Information | 48767-8 | Annotation comment:Imp:Pt:{system}:Nar: | Polymerase Chain Reaction (PCR) followed by DNA Sequence Analysis
2023-07-06 | UGTFZ | UDP-Glucuronosyltransferase 1A1 (UGT1A1), Full Gene Sequencing, Varies | 618694 | Additional Information | 48767-8 | Annotation comment:Imp:Pt:{system}:Nar: | Polymerase Chain Reaction (PCR) followed by DNA Sequence Analysis
2023-07-06 | G6PDZ | Glucose-6-Phosphate Dehydrogenase (G6PD) Full Gene Sequencing, Varies | 618841 | Method | 85069-3 | Lab test method:Type:Pt:Specimen:Nom:* | Polymerase Chain Reaction (PCR) followed by DNA Sequence Analysis
2023-07-06 | DPYDZ | Dihydropyrimidine Dehydrogenase, DPYD Full Gene Sequencing, Varies | 618604 | Method | 85069-3 | Lab test method:Type:Pt:Specimen:Nom:* | Polymerase Chain Reaction (PCR) followed by DNA Sequence Analysis
2023-07-06 | UGTFZ | UDP-Glucuronosyltransferase 1A1 (UGT1A1), Full Gene Sequencing, Varies | 618686 | Result Summary | 50397-9 | Molecular diagnostic overall interpretation:PrThr:Pt:Bld/Tiss:Ord:Molgen | Polymerase Chain Reaction (PCR) followed by DNA Sequence Analysis
2023-07-06 | UGTFZ | UDP-Glucuronosyltransferase 1A1 (UGT1A1), Full Gene Sequencing, Varies | 618692 | Method | 85069-3 | Lab test method:Type:Pt:Specimen:Nom:* | Polymerase Chain Reaction (PCR) followed by DNA Sequence Analysis
2023-06-29 | CD200 | CD200 (OX2) Immunostain, Technical Component Only | 619518 | CD200 (OX2) IHC, Tech Only | Bill only; no re |  | Immunohistochemistry (IHC)
2023-06-28 | 23FBG | Fibroblast Growth Factor-23 (FGF23), In Situ Hybridization | 620250 | Interpretation | 50595-8 | Pathologist interpretation:Imp:Pt:XXX:Nom: | In Situ Hybridization (ISH)
2023-06-28 | 23FBG | Fibroblast Growth Factor-23 (FGF23), In Situ Hybridization | 620252 | Report electronically signed by | 19139-5 | Pathologist name:Pn:Pt:Provider:Nom: | In Situ Hybridization (ISH)
2023-06-28 | 23FBG | Fibroblast Growth Factor-23 (FGF23), In Situ Hybridization | 620253 | Material Received | 81178-6 | Tissue block description and site:Desc:Pt:Specimen:Nar: | In Situ Hybridization (ISH)
2023-06-28 | 23FBG | Fibroblast Growth Factor-23 (FGF23), In Situ Hybridization | 620254 | Disclaimer | 62364-5 | Test performance information:Find:Pt:XXX:Nar: | In Situ Hybridization (ISH)
2023-06-28 | 23FBG | Fibroblast Growth Factor-23 (FGF23), In Situ Hybridization | 620255 | Case Number | 80398-1 | Unique identifier:ID:Pt:Current sample:Nom: | In Situ Hybridization (ISH)
2023-06-26 | HRTVC | Heartland Virus, RNA, Molecular Detection, PCR, Spinal Fluid | 620056 | Heartland Virus, PCR, CSF | 94183-1 | Heartland banyangvirus RNA:PrThr:Pt:XXX:Ord:Probe.amp.tar | Real-Time Polymerase Chain Reaction (PCR)
2023-06-26 | HRTVS | Heartland Virus, RNA, Molecular Detection, PCR, Serum | 620057 | Heartland Virus, PCR, Serum | 94183-1 | Heartland banyangvirus RNA:PrThr:Pt:XXX:Ord:Probe.amp.tar | Real-Time Polymerase Chain Reaction (PCR)
2023-06-21 | OPATU | Opiates Confirmation, Random, Urine | 21180 | Opiates Interpretation | 69050-3 | Toxicologist review:Imp:Pt:XXX:Nar: | Liquid Chromatography Tandem Mass Spectrometry (LC-MS/MS)
2023-06-21 | HYDMU | Hydromorphone Confirmation, Random, Urine | 36025 | Hydromorphone Interpretation | 69050-3 | Toxicologist review:Imp:Pt:XXX:Nar: | Liquid Chromatography Tandem Mass Spectrometry (LC-MS/MS)
2023-06-21 | HYDCU | Hydrocodone with Metabolite Confirmation, Random, Urine | 36026 | Hydrocodone Interpretation | 69050-3 | Toxicologist review:Imp:Pt:XXX:Nar: | Liquid Chromatography Tandem Mass Spectrometry (LC-MS/MS)
2023-06-21 | ETGC | Ethyl Glucuronide Confirmation, Random, Urine | 36849 | Ethyl Gluc/Sulfate Interpretation | 69050-3 | Toxicologist review:Imp:Pt:XXX:Nar: | Liquid Chromatography Tandem Mass Spectrometry (LC-MS/MS)
2023-06-20 | OXYCU | Oxycodone with Metabolite Confirmation, Random, Urine | 36022 | Oxycodone Interpretation | 69050-3 | Toxicologist review:Imp:Pt:XXX:Nar: | Liquid Chromatography Tandem Mass Spectrometry (LC-MS/MS)
2023-06-20 | OXYCX | Oxycodone with Metabolite Confirmation, Chain of Custody, Random, Urine | 36023 | Oxycodone Interpretation | 69050-3 | Toxicologist review:Imp:Pt:XXX:Nar: | Immunoassay/Liquid Chromatography Tandem Mass Spectrometry (LC-MS/MS)
2023-06-20 | OXYMU | Oxymorphone Confirmation, Random, Urine | 36024 | Oxymorphone Interpretation | 69050-3 | Toxicologist review:Imp:Pt:XXX:Nar: | Liquid Chromatography Tandem Mass Spectrometry (LC-MS/MS)
2023-06-20 | FCZAC | Certolizumab and Anti-Certolizumab Antibody, DoseASSURE CTZ | Z5638 | Anti-Certolizumab Antibody | 87405-7 | Certolizumab Ab:ACnc:Pt:Ser/Plas:Qn:IA | Electrochemiluminescence immunoassay (ECLIA); Surface Plasmon Resonance
2023-06-19 | JAMLM | Acute Myeloid Leukemia (AML), FISH, Bone Marrow | 620341 | Probes Requested | 62370-2 | FISH probe gene name:ID:Pt:Laboratory device:Nom: | Fluorescence In Situ Hybridization (FISH)
2023-06-19 | JAMLM | Acute Myeloid Leukemia (AML), FISH, Bone Marrow | 620197 | Result | 62356-1 | Chromosome analysis result in ISCN expression:Find:Pt:Bld/Tiss:Nom:Molgen | Fluorescence In Situ Hybridization (FISH)
2023-06-19 | JAMLM | Acute Myeloid Leukemia (AML), FISH, Bone Marrow | 620195 | Result Summary | 50397-9 | Molecular diagnostic overall interpretation:PrThr:Pt:Bld/Tiss:Ord:Molgen | Fluorescence In Situ Hybridization (FISH)
2023-06-19 | JAMLM | Acute Myeloid Leukemia (AML), FISH, Bone Marrow | 620196 | Interpretation | 59465-5 | Pathologist review:Imp:Pt:XXX:Nar: | Fluorescence In Situ Hybridization (FISH)
2023-06-19 | JAMLM | Acute Myeloid Leukemia (AML), FISH, Bone Marrow | 620198 | Reason For Referral | 42349-1 | Reason for referral:Find:Pt:^Patient:Nar: | Fluorescence In Situ Hybridization (FISH)
2023-06-19 | JAMLM | Acute Myeloid Leukemia (AML), FISH, Bone Marrow | 620199 | Specimen | 31208-2 | Specimen source:Prid:Pt:XXX:Nom: | Fluorescence In Situ Hybridization (FISH)
2023-06-19 | JAMLM | Acute Myeloid Leukemia (AML), FISH, Bone Marrow | 620200 | Source | 31208-2 | Specimen source:Prid:Pt:XXX:Nom: | Fluorescence In Situ Hybridization (FISH)
2023-06-19 | JAMLM | Acute Myeloid Leukemia (AML), FISH, Bone Marrow | 620201 | Method | 85069-3 | Lab test method:Type:Pt:Specimen:Nom: | Fluorescence In Situ Hybridization (FISH)
2023-06-19 | JAMLM | Acute Myeloid Leukemia (AML), FISH, Bone Marrow | 620202 | Additional Information | 48767-8 | Annotation comment:Imp:Pt:{system}:Nar: | Fluorescence In Situ Hybridization (FISH)
2023-06-19 | JAMLM | Acute Myeloid Leukemia (AML), FISH, Bone Marrow | 620203 | Disclaimer | 62364-5 | Test performance information:Find:Pt:XXX:Nar: | Fluorescence In Situ Hybridization (FISH)
2023-06-19 | JAMLM | Acute Myeloid Leukemia (AML), FISH, Bone Marrow | 620204 | Released By | 18771-6 | Provider.signing name:Pn:Pt:Report:Nom: | Fluorescence In Situ Hybridization (FISH)
2023-06-15 | CARBI | Carbapenem Resistance Genes, Molecular Detection, PCR, Varies | OXACB | OXA-48-like Resistance Gene | 85503-1 | Bacterial carbapenem resistance blaOXA-48 gene:PrThr:Pt:Isolate/Specimen:Ord:Molgen | Real-Time Polymerase Chain Reaction (PCR)/Reverse Transcription (RT-PCR)
2023-06-15 | CARBI | Carbapenem Resistance Genes, Molecular Detection, PCR, Varies | KPPCB | KPC Resistance Gene | 49617-4 | Bacterial carbapenem resistance blaKPC gene:PrThr:Pt:Isolate/Specimen:Ord:Molgen | Real-Time Polymerase Chain Reaction (PCR)/Reverse Transcription (RT-PCR)
2023-06-15 | CARBI | Carbapenem Resistance Genes, Molecular Detection, PCR, Varies | NDMCB | NDM Resistance Gene | 73982-1 | Bacterial carbapenem resistance blaNDM gene:PrThr:Pt:Isolate/Specimen:Ord:Molgen | Real-Time Polymerase Chain Reaction (PCR)/Reverse Transcription (RT-PCR)
2023-06-15 | CARBI | Carbapenem Resistance Genes, Molecular Detection, PCR, Varies | VIMCB | VIM Resistance Gene | 85501-5 | Bacterial carbapenem resistance blaVIM gene:PrThr:Pt:Isolate/Specimen:Ord:Molgen | Real-Time Polymerase Chain Reaction (PCR)/Reverse Transcription (RT-PCR)
2023-06-15 | CARBI | Carbapenem Resistance Genes, Molecular Detection, PCR, Varies | IMPCB | IMP Resistance Gene | 85498-4 | Bacterial carbapenem resistance blaIMP gene:PrThr:Pt:Isolate/Specimen:Ord:Molgen | Real-Time Polymerase Chain Reaction (PCR)/Reverse Transcription (RT-PCR)
2023-06-15 | CARBI | Carbapenem Resistance Genes, Molecular Detection, PCR, Varies | CRSRC | Specimen Source | 31208-2 | Specimen source:Prid:Pt:XXX:Nom: | Real-Time Polymerase Chain Reaction (PCR)/Reverse Transcription (RT-PCR)
2023-06-13 | PN23M | Streptococcus pneumoniae IgG Antibodies, 23 Serotypes, Serum | 620404 | Interpretation | 69048-7 | Immunologist review Imp:Pt:XXX:Nar: | Bead-Based Multiplex Immunoassay
2023-06-13 | TERTD | TERT Promoter Mutation Analysis, Droplet Digital PCR, Tumor | 618700 | Interpretation | 69047-9 | Geneticist review:Imp:Pt:XXX:Nar: | Droplet Digital Polymerase Chain Reaction (ddPCR)
2023-06-13 | TERTD | TERT Promoter Mutation Analysis, Droplet Digital PCR, Tumor | 618703 | Disclaimer | 62364-5 | Test performance information:Find:Pt:XXX:Nar: | Droplet Digital Polymerase Chain Reaction (ddPCR)
2023-06-13 | TERTD | TERT Promoter Mutation Analysis, Droplet Digital PCR, Tumor | 618704 | Specimen | 31208-2 | Specimen source:Prid:Pt:XXX:Nom: | Droplet Digital Polymerase Chain Reaction (ddPCR)
2023-06-13 | TERTD | TERT Promoter Mutation Analysis, Droplet Digital PCR, Tumor | 618705 | Source | 31208-2 | Specimen source:Prid:Pt:XXX:Nom: | Droplet Digital Polymerase Chain Reaction (ddPCR)
2023-06-13 | TERTD | TERT Promoter Mutation Analysis, Droplet Digital PCR, Tumor | 618706 | Tissue ID | 80398-1 | Unique identifier:ID:Pt:Current sample:Nom: | Droplet Digital Polymerase Chain Reaction (ddPCR)
2023-06-13 | TERTD | TERT Promoter Mutation Analysis, Droplet Digital PCR, Tumor | 618707 | Released By | 18771-6 | Provider.signing name:Pn:Pt:Report:Nom: | Droplet Digital Polymerase Chain Reaction (ddPCR)
2023-06-13 | TERTD | TERT Promoter Mutation Analysis, Droplet Digital PCR, Tumor | 618701 | Additional Information | 48767-8 | Annotation comment:Imp:Pt:{system}:Nar: | Droplet Digital Polymerase Chain Reaction (ddPCR)
2023-06-13 | TERTD | TERT Promoter Mutation Analysis, Droplet Digital PCR, Tumor | 618702 | Method | 85069-3 | Lab test method:Type:Pt:Specimen:Nom:* | Droplet Digital Polymerase Chain Reaction (ddPCR)
2023-06-13 | TERTD | TERT Promoter Mutation Analysis, Droplet Digital PCR, Tumor | 618698 | Result Summary | 50397-9 | Genetic variant details:Find:Pt:Bld/Tiss:Nar:Molgen | Droplet Digital Polymerase Chain Reaction (ddPCR)
2023-06-13 | TERTD | TERT Promoter Mutation Analysis, Droplet Digital PCR, Tumor | 618699 | Result | 82939-0 | Genetic variant details:Find:Pt:Bld/Tiss:Nar:Molgen | Droplet Digital Polymerase Chain Reaction (ddPCR)
2023-06-13 | PN23M | Streptococcus pneumoniae IgG Antibodies, 23 Serotypes, Serum | 620338 | Serotype 33F (70) | 40969-8 | Streptococcus pneumoniae Danish serotype 33F Ab.IgG:MCnc:Pt:Ser:Qn: | Bead-Based Multiplex Immunoassay
2023-06-13 | PN23M | Streptococcus pneumoniae IgG Antibodies, 23 Serotypes, Serum | 620332 | Serotype 11A (43) | 86122-9 | Streptococcus pneumoniae Danish serotype 11A Ab.IgG:MCnc:Pt:Ser:Qn: | Bead-Based Multiplex Immunoassay
2023-06-13 | PN23M | Streptococcus pneumoniae IgG Antibodies, 23 Serotypes, Serum | 620333 | Serotype 7F (51) | 25296-5 | Streptococcus pneumoniae Danish serotype 7F Ab.IgG:MCnc:Pt:Ser:Qn: | Bead-Based Multiplex Immunoassay
2023-06-13 | PN23M | Streptococcus pneumoniae IgG Antibodies, 23 Serotypes, Serum | 620334 | Serotype 15B (54) | 40973-0 | Streptococcus pneumoniae Danish serotype 15B Ab.IgG:MCnc:Pt:Ser:Qn: | Bead-Based Multiplex Immunoassay
2023-06-13 | PN23M | Streptococcus pneumoniae IgG Antibodies, 23 Serotypes, Serum | 620335 | Serotype 18C (56) | 27395-3 | Streptococcus pneumoniae Danish serotype 18C Ab.IgG:MCnc:Pt:Ser:Qn: | Bead-Based Multiplex Immunoassay
2023-06-13 | PN23M | Streptococcus pneumoniae IgG Antibodies, 23 Serotypes, Serum | 620336 | Serotype 19A (57) | 40974-8 | Streptococcus pneumoniae Danish serotype 19A Ab.IgG:MCnc:Pt:Ser:Qn: | Bead-Based Multiplex Immunoassay
2023-06-13 | PN23M | Streptococcus pneumoniae IgG Antibodies, 23 Serotypes, Serum | 620337 | Serotype 9V (68) | 30153-1 | Streptococcus pneumoniae Danish serotype 9V Ab.IgG:MCnc:Pt:Ser:Qn: | Bead-Based Multiplex Immunoassay
2023-06-13 | PN23M | Streptococcus pneumoniae IgG Antibodies, 23 Serotypes, Serum | 620326 | Serotype 19F (19) | 86024-7 | Streptococcus pneumoniae Danish serotype 19F Ab.IgG:MCnc:Pt:Ser:Qn: | Bead-Based Multiplex Immunoassay
2023-06-13 | PN23M | Streptococcus pneumoniae IgG Antibodies, 23 Serotypes, Serum | 620327 | Serotype 20 (20) | 86045-2 | Streptococcus pneumoniae Danish serotype 20A Ab.IgG:MCnc:Pt:Ser:Qn: | Bead-Based Multiplex Immunoassay
2023-06-13 | PN23M | Streptococcus pneumoniae IgG Antibodies, 23 Serotypes, Serum | 620328 | Serotype 22F (22) | 86052-8 | Streptococcus pneumoniae Danish serotype 22F Ab.IgG:MCnc:Pt:Ser:Qn: | Bead-Based Multiplex Immunoassay
2023-06-13 | PN23M | Streptococcus pneumoniae IgG Antibodies, 23 Serotypes, Serum | 620329 | Serotype 23F (23) | 86064-3 | Streptococcus pneumoniae Danish serotype 23F Ab.IgG:MCnc:Pt:Ser:Qn: | Bead-Based Multiplex Immunoassay
2023-06-13 | PN23M | Streptococcus pneumoniae IgG Antibodies, 23 Serotypes, Serum | 620330 | Serotype 6B (26) | 27118-9 | Streptococcus pneumoniae Danish serotype 6B Ab.IgG:MCnc:Pt:Ser:Qn: | Bead-Based Multiplex Immunoassay
2023-06-13 | PN23M | Streptococcus pneumoniae IgG Antibodies, 23 Serotypes, Serum | 620331 | Serotype 10A (34) | 86098-1 | Streptococcus pneumoniae Danish serotype 10A Ab.IgG:MCnc:Pt:Ser:Qn: | Bead-Based Multiplex Immunoassay
2023-06-13 | PN23M | Streptococcus pneumoniae IgG Antibodies, 23 Serotypes, Serum | 620320 | Serotype 5 (5) | 86130-2 | Streptococcus pneumoniae Danish serotype 5 Ab.IgG:MCnc:Pt:Ser:Qn: | Bead-Based Multiplex Immunoassay
2023-06-13 | PN23M | Streptococcus pneumoniae IgG Antibodies, 23 Serotypes, Serum | 620321 | Serotype 8 (8) | 86147-6 | Streptococcus pneumoniae Danish serotype 8 Ab.IgG:MCnc:Pt:Ser:Qn: | Bead-Based Multiplex Immunoassay
2023-06-13 | PN23M | Streptococcus pneumoniae IgG Antibodies, 23 Serotypes, Serum | 620322 | Serotype 9N (9) | 86169-0 | Streptococcus pneumoniae Danish serotype 9N Ab.IgG:MCnc:Pt:Ser:Qn: | Bead-Based Multiplex Immunoassay
2023-06-13 | PN23M | Streptococcus pneumoniae IgG Antibodies, 23 Serotypes, Serum | 620323 | Serotype 12F (12) | 85977-7 | Streptococcus pneumoniae Danish serotype 12F Ab.IgG:MCnc:Pt:Ser:Qn: | Bead-Based Multiplex Immunoassay
2023-06-13 | PN23M | Streptococcus pneumoniae IgG Antibodies, 23 Serotypes, Serum | 620324 | Serotype 14 (14) | 85991-8 | Streptococcus pneumoniae Danish serotype 14 Ab.IgG:MCnc:Pt:Ser:Qn: | Bead-Based Multiplex Immunoassay
2023-06-13 | PN23M | Streptococcus pneumoniae IgG Antibodies, 23 Serotypes, Serum | 620325 | Serotype 17F (17) | 86009-8 | Streptococcus pneumoniae Danish serotype 17F Ab.IgG:MCnc:Pt:Ser:Qn: | Bead-Based Multiplex Immunoassay
2023-06-13 | PN23M | Streptococcus pneumoniae IgG Antibodies, 23 Serotypes, Serum | 620317 | Serotype 2 (2) | 86039-5 | Streptococcus pneumoniae Danish serotype 2 Ab.IgG:MCnc:Pt:Ser:Qn: | Bead-Based Multiplex Immunoassay
2023-06-13 | PN23M | Streptococcus pneumoniae IgG Antibodies, 23 Serotypes, Serum | 620318 | Serotype 3 (3) | 86080-9 | Streptococcus pneumoniae Danish serotype 3 Ab.IgG:MCnc:Pt:Ser:Qn: | Bead-Based Multiplex Immunoassay
2023-06-13 | PN23M | Streptococcus pneumoniae IgG Antibodies, 23 Serotypes, Serum | 620319 | Serotype 4 (4) | 86107-0 | Streptococcus pneumoniae Danish serotype 4 Ab.IgG:MCnc:Pt:Ser:Qn: | Bead-Based Multiplex Immunoassay
2023-06-13 | PN23M | Streptococcus pneumoniae IgG Antibodies, 23 Serotypes, Serum | 620316 | Serotype 1 (1) | 85954-6 | Streptococcus pneumoniae Danish serotype 1 Ab.IgG:MCnc:Pt:Ser:Qn: | Bead-Based Multiplex Immunoassay
2023-06-12 | MTDNX | Methadone Confirmation, Chain of Custody, Random, Urine | 36209 | Methadone-by GC-MS | 16246-1 | Methadone:MCnc:Pt:Urine:Qn:Confirm | Immunoassay/Gas Chromatography Mass Spectrometry (GC-MS)
2023-06-12 | TRAM | Tramadol and Metabolite, Random, Urine | 35914 | Tramadol | 20561-7 | traMADol:MCnc:Pt:Urine:Qn:Confirm | Liquid Chromatography-Tandem Mass Spectrometry (LC-MS/MS)
2023-06-09 | EOIBD | Early Onset Monogenic Inflammatory Bowel Disease (IBD) Gene Panel, Varies | 620130 | Method | 85069-3 | Lab test method:Type:Pt:Specimen:Nom:* | Sequence Capture and Amplicon-Based Next-Generation Sequencing (NGS)/Quantitative Real-Time Polymerase Chain Reaction (qPCR) and Sanger Sequencing as needed
2023-06-09 | SCIDP | Severe Combined Immunodeficiency (SCID) Gene Panel, Varies | 620144 | Method | 85069-3 | Lab test method:Type:Pt:Specimen:Nom:* | Sequence Capture and Amplicon-Based Next-Generation Sequencing (NGS)/Quantitative Real-Time Polymerase Chain Reaction (qPCR) and Sanger Sequencing as needed
2023-06-06 | AFH | Factor H Autoantibody, Serum | AFH | Factor H Autoantibody, S | 101863-9 | Complement factor H Ab:ACnc:Pt:Ser/Plas:Qn:IA | Enzyme-Linked Immunosorbent Assay (ELISA)
2023-06-06 | BCELL | B-Cell and Antibody Deficiency Gene Panel, Varies | 620116 | Method | 85069-3 | Lab test method:Type:Pt:Specimen:Nom:* | Sequence Capture and Amplicon-Based Next-Generation Sequencing (NGS)/Quantitative Real-Time Polymerase Chain Reaction (qPCR) and Sanger Sequencing as needed
2023-06-06 | AUTOG | Autoinflammatory Disorders Gene Panel, Varies | 620102 | Method | 85069-3 | Lab test method:Type:Pt:Specimen:Nom:* | Sequence Capture and Amplicon-Based Next-Generation Sequencing (NGS)/Quantitative Real-Time Polymerase Chain Reaction (qPCR) and Sanger Sequencing as needed.
2023-06-06 | FAPMA | Anti-PM/Scl-100 Ab | FAPMA | Anti-PM/Scl-100 Ab | 101221-0 | PM-SCL-100 extractable nuclear Ab:ACnc:Pt:Ser:Qn:IA | ELISA
2023-06-06 | FAS1A | Anti-SAE1 Ab, IgG | FAS1A | Anti-SAE1 Ab, IgG | 101220-2 | SUMO-activating enzyme subunit 1 Ab.IgG:ACnc:Pt:Ser:Qn:IA | Enzyme-linked immunosorbent assay (ELISA)
2023-06-02 | SDLDL | Small Dense Low Density Lipoprotein Cholesterol, Serum | SDLDL | Small Dense LDL Cholesterol, S | 90364-1 | Cholesterol.in LDL.small dense:MCnc:Pt:Ser/Plas:Qn: | Enzymatic Colorimetric
2023-05-31 | TTIGS | Tetanus Toxoid IgG Antibody, Serum | TETG | Tetanus IgG Ab | 26643-7 | Clostridium tetani toxoid Ab:PrThr:Pt:Ser:Ord: | Enzyme Immunoassay (EIA)
2023-05-18 | MCGYN | MayoComplete Gynecological Cancer Panel, Next-Generation Sequencing, Tumor | 619623 | Result | 82939-0 | Genetic variant details:Find:Pt:Bld/Tiss:Nar:Molgen | Sequence Capture Next-Generation Sequencing (NGS)
2023-05-18 | MCKCP | MayoComplete Kidney Cancer Panel, Next-Generation Sequencing, Tumor | 619596 | Result | 82939-0 | Genetic variant details:Find:Pt:Bld/Tiss:Nar:Molgen | Sequence Capture Next-Generation Sequencing (NGS)
2023-05-18 | MCGYN | MayoComplete Gynecological Cancer Panel, Next-Generation Sequencing, Tumor | 619624 | Interpretation | 69047-9 | Geneticist review:Imp:Pt:XXX:Nar: | Sequence Capture Next-Generation Sequencing (NGS)
2023-05-18 | MCKCP | MayoComplete Kidney Cancer Panel, Next-Generation Sequencing, Tumor | 619597 | Interpretation | 69047-9 | Geneticist review:Imp:Pt:XXX:Nar: | Sequence Capture Next-Generation Sequencing (NGS)
2023-05-18 | MCGYN | MayoComplete Gynecological Cancer Panel, Next-Generation Sequencing, Tumor | 619630 | Released By | 18771-6 | Provider.signing name:Pn:Pt:Report:Nom: | Sequence Capture Next-Generation Sequencing (NGS)
2023-05-18 | MCKCP | MayoComplete Kidney Cancer Panel, Next-Generation Sequencing, Tumor | 619603 | Released By | 18771-6 | Provider.signing name:Pn:Pt:Report:Nom: | Sequence Capture Next-Generation Sequencing (NGS)
2023-05-18 | MCGYN | MayoComplete Gynecological Cancer Panel, Next-Generation Sequencing, Tumor | 619625 | Additional Information | 48767-8 | Annotation comment:Imp:Pt:{system}:Nar: | Sequence Capture Next-Generation Sequencing (NGS)
2023-05-18 | MCGYN | MayoComplete Gynecological Cancer Panel, Next-Generation Sequencing, Tumor | 619626 | Specimen | 31208-2 | Specimen source:Prid:Pt:XXX:Nom: | Sequence Capture Next-Generation Sequencing (NGS)
2023-05-18 | MCGYN | MayoComplete Gynecological Cancer Panel, Next-Generation Sequencing, Tumor | 619627 | Tissue ID | 80398-1 | Unique identifier:ID:Pt:Current sample:Nom: | Sequence Capture Next-Generation Sequencing (NGS)
2023-05-18 | MCGYN | MayoComplete Gynecological Cancer Panel, Next-Generation Sequencing, Tumor | 619628 | Method | 85069-3 | Lab test method:Type:Pt:Specimen:Nom:* | Sequence Capture Next-Generation Sequencing (NGS)
2023-05-18 | MCGYN | MayoComplete Gynecological Cancer Panel, Next-Generation Sequencing, Tumor | 619629 | Disclaimer | 62364-5 | Test performance information:Find:Pt:XXX:Nar: | Sequence Capture Next-Generation Sequencing (NGS)
2023-05-18 | MCKCP | MayoComplete Kidney Cancer Panel, Next-Generation Sequencing, Tumor | 619602 | Disclaimer | 62364-5 | Test performance information:Find:Pt:XXX:Nar: | Sequence Capture Next-Generation Sequencing (NGS)
2023-05-18 | MCKCP | MayoComplete Kidney Cancer Panel, Next-Generation Sequencing, Tumor | 619598 | Additional Information | 48767-8 | Annotation comment:Imp:Pt:{system}:Nar: | Sequence Capture Next-Generation Sequencing (NGS)
2023-05-18 | MCKCP | MayoComplete Kidney Cancer Panel, Next-Generation Sequencing, Tumor | 619599 | Specimen | 31208-2 | Specimen source:Prid:Pt:XXX:Nom: | Sequence Capture Next-Generation Sequencing (NGS)
2023-05-18 | MCKCP | MayoComplete Kidney Cancer Panel, Next-Generation Sequencing, Tumor | 619600 | Tissue ID | 80398-1 | Unique identifier:ID:Pt:Current sample:Nom: | Sequence Capture Next-Generation Sequencing (NGS)
2023-05-18 | MCKCP | MayoComplete Kidney Cancer Panel, Next-Generation Sequencing, Tumor | 619601 | Method | 85069-3 | Lab test method:Type:Pt:Specimen:Nom:* | Sequence Capture Next-Generation Sequencing (NGS)
2023-05-18 | GD65S | Glutamic Acid Decarboxylase (GAD65) Antibody Assay, Serum | 81596 | GAD65 Ab Assay, S | 30347-9 | Glutamate decarboxylase 65 Ab:SCnc:Pt:Ser:Qn: | Radioimmunoassay (RIA)
2023-05-18 | MCOCP | MayoComplete Ovarian, Fallopian Tube, and Peritoneal Cancer Panel, Next-Generation Sequencing, Tumor | 619647 | Disclaimer | 62364-5 | Test performance information:Find:Pt:XXX:Nar: | Sequence Capture Next-Generation Sequencing (NGS)
2023-05-18 | MCOCP | MayoComplete Ovarian, Fallopian Tube, and Peritoneal Cancer Panel, Next-Generation Sequencing, Tumor | 619648 | Released By | 18771-6 | Provider.signing name:Pn:Pt:Report:Nom: | Sequence Capture Next-Generation Sequencing (NGS)
2023-05-18 | MCBPP | MayoComplete Bladder and Prostate Cancer Panel, Next-Generation Sequencing, Tumor | 619605 | Result | 82939-0 | Genetic variant details:Find:Pt:Bld/Tiss:Nar:Molgen | Sequence Capture Next-Generation Sequencing (NGS)
2023-05-18 | MCBPP | MayoComplete Bladder and Prostate Cancer Panel, Next-Generation Sequencing, Tumor | 619606 | Interpretation | 69047-9 | Geneticist review:Imp:Pt:XXX:Nar: | Sequence Capture Next-Generation Sequencing (NGS)
2023-05-18 | MCBPP | MayoComplete Bladder and Prostate Cancer Panel, Next-Generation Sequencing, Tumor | 619607 | Additional Information | 48767-8 | Annotation comment:Imp:Pt:{system}:Nar: | Sequence Capture Next-Generation Sequencing (NGS)
2023-05-18 | MCBPP | MayoComplete Bladder and Prostate Cancer Panel, Next-Generation Sequencing, Tumor | 619608 | Specimen | 31208-2 | Specimen source:Prid:Pt:XXX:Nom: | Sequence Capture Next-Generation Sequencing (NGS)
2023-05-18 | MCBPP | MayoComplete Bladder and Prostate Cancer Panel, Next-Generation Sequencing, Tumor | 619609 | Tissue ID | 80398-1 | Unique identifier:ID:Pt:Current sample:Nom: | Sequence Capture Next-Generation Sequencing (NGS)
2023-05-18 | MCBPP | MayoComplete Bladder and Prostate Cancer Panel, Next-Generation Sequencing, Tumor | 619610 | Method | 85069-3 | Lab test method:Type:Pt:Specimen:Nom:* | Sequence Capture Next-Generation Sequencing (NGS)
2023-05-18 | MCBPP | MayoComplete Bladder and Prostate Cancer Panel, Next-Generation Sequencing, Tumor | 619611 | Disclaimer | 62364-5 | Test performance information:Find:Pt:XXX:Nar: | Sequence Capture Next-Generation Sequencing (NGS)
2023-05-18 | MCBPP | MayoComplete Bladder and Prostate Cancer Panel, Next-Generation Sequencing, Tumor | 619612 | Released By | 18771-6 | Provider.signing name:Pn:Pt:Report:Nom: | Sequence Capture Next-Generation Sequencing (NGS)
2023-05-18 | MCOCP | MayoComplete Ovarian, Fallopian Tube, and Peritoneal Cancer Panel, Next-Generation Sequencing, Tumor | 619641 | Result | 82939-0 | Genetic variant details:Find:Pt:Bld/Tiss:Nar:Molgen | Sequence Capture Next-Generation Sequencing (NGS)
2023-05-18 | MCOCP | MayoComplete Ovarian, Fallopian Tube, and Peritoneal Cancer Panel, Next-Generation Sequencing, Tumor | 619642 | Interpretation | 69047-9 | Geneticist review:Imp:Pt:XXX:Nar: | Sequence Capture Next-Generation Sequencing (NGS)
2023-05-18 | MCOCP | MayoComplete Ovarian, Fallopian Tube, and Peritoneal Cancer Panel, Next-Generation Sequencing, Tumor | 619643 | Additional Information | 48767-8 | Annotation comment:Imp:Pt:{system}:Nar: | Sequence Capture Next-Generation Sequencing (NGS)
2023-05-18 | MCOCP | MayoComplete Ovarian, Fallopian Tube, and Peritoneal Cancer Panel, Next-Generation Sequencing, Tumor | 619644 | Specimen | 31208-2 | Specimen source:Prid:Pt:XXX:Nom: | Sequence Capture Next-Generation Sequencing (NGS)
2023-05-18 | MCOCP | MayoComplete Ovarian, Fallopian Tube, and Peritoneal Cancer Panel, Next-Generation Sequencing, Tumor | 619645 | Tissue ID | 80398-1 | Unique identifier:ID:Pt:Current sample:Nom: | Sequence Capture Next-Generation Sequencing (NGS)
2023-05-18 | MCOCP | MayoComplete Ovarian, Fallopian Tube, and Peritoneal Cancer Panel, Next-Generation Sequencing, Tumor | 619646 | Method | 85069-3 | Lab test method:Type:Pt:Specimen:Nom:* | Sequence Capture Next-Generation Sequencing (NGS)
2023-05-17 | NTRKM | NTRK Genes Mutation Analysis, Next-Generation Sequencing, Tumor | 619704 | Result | 82939-0 | Genetic variant details:Find:Pt:Bld/Tiss:Nar:Molgen | Sequence Capture Next-Generation Sequencing (NGS)
2023-05-17 | NTRKM | NTRK Genes Mutation Analysis, Next-Generation Sequencing, Tumor | 619705 | Interpretation | 69047-9 | Geneticist review:Imp:Pt:XXX:Nar: | Sequence Capture Next-Generation Sequencing (NGS)
2023-05-17 | NTRKM | NTRK Genes Mutation Analysis, Next-Generation Sequencing, Tumor | 619706 | Additional Information | 48767-8 | Annotation comment:Imp:Pt:{system}:Nar: | Sequence Capture Next-Generation Sequencing (NGS)
2023-05-17 | NTRKM | NTRK Genes Mutation Analysis, Next-Generation Sequencing, Tumor | 619707 | Specimen | 31208-2 | Specimen source:Prid:Pt:XXX:Nom: | Sequence Capture Next-Generation Sequencing (NGS)
2023-05-17 | NTRKM | NTRK Genes Mutation Analysis, Next-Generation Sequencing, Tumor | 619708 | Tissue ID | 80398-1 | Unique identifier:ID:Pt:Current sample:Nom: | Sequence Capture Next-Generation Sequencing (NGS)
2023-05-17 | NTRKM | NTRK Genes Mutation Analysis, Next-Generation Sequencing, Tumor | 619709 | Method | 85069-3 | Lab test method:Type:Pt:Specimen:Nom:* | Sequence Capture Next-Generation Sequencing (NGS)
2023-05-17 | NTRKM | NTRK Genes Mutation Analysis, Next-Generation Sequencing, Tumor | 619710 | Disclaimer | 62364-5 | Test performance information:Find:Pt:XXX:Nar: | Sequence Capture Next-Generation Sequencing (NGS)
2023-05-17 | NTRKM | NTRK Genes Mutation Analysis, Next-Generation Sequencing, Tumor | 619711 | Released By | 18771-6 | Provider.signing name:Pn:Pt:Report:Nom: | Sequence Capture Next-Generation Sequencing (NGS)
2023-05-17 | SDHMP | SDH Genes Mutation Analysis, Next-Generation Sequencing, Tumor | 619713 | Result | 82939-0 | Genetic variant details:Find:Pt:Bld/Tiss:Nar:Molgen | Sequence Capture Next-Generation Sequencing (NGS)
2023-05-17 | SDHMP | SDH Genes Mutation Analysis, Next-Generation Sequencing, Tumor | 619714 | Interpretation | 69047-9 | Geneticist review:Imp:Pt:XXX:Nar: | Sequence Capture Next-Generation Sequencing (NGS)
2023-05-17 | SDHMP | SDH Genes Mutation Analysis, Next-Generation Sequencing, Tumor | 619715 | Additional Information | 48767-8 | Annotation comment:Imp:Pt:{system}:Nar: | Sequence Capture Next-Generation Sequencing (NGS)
2023-05-17 | SDHMP | SDH Genes Mutation Analysis, Next-Generation Sequencing, Tumor | 619716 | Specimen | 31208-2 | Specimen source:Prid:Pt:XXX:Nom: | Sequence Capture Next-Generation Sequencing (NGS)
2023-05-17 | SDHMP | SDH Genes Mutation Analysis, Next-Generation Sequencing, Tumor | 619717 | Tissue ID | 80398-1 | Unique identifier:ID:Pt:Current sample:Nom: | Sequence Capture Next-Generation Sequencing (NGS)
2023-05-17 | SDHMP | SDH Genes Mutation Analysis, Next-Generation Sequencing, Tumor | 619718 | Method | 85069-3 | Lab test method:Type:Pt:Specimen:Nom:* | Sequence Capture Next-Generation Sequencing (NGS)
2023-05-17 | SDHMP | SDH Genes Mutation Analysis, Next-Generation Sequencing, Tumor | 619719 | Disclaimer | 62364-5 | Test performance information:Find:Pt:XXX:Nar: | Sequence Capture Next-Generation Sequencing (NGS)
2023-05-17 | SDHMP | SDH Genes Mutation Analysis, Next-Generation Sequencing, Tumor | 619720 | Released By | 18771-6 | Provider.signing name:Pn:Pt:Report:Nom: | Sequence Capture Next-Generation Sequencing (NGS)
2023-05-17 | TFH | FH Mutation Analysis, Next-Generation Sequencing, Tumor | 619666 | Released By | 18771-6 | Provider.signing name:Pn:Pt:Report:Nom: | Sequence Capture Next-Generation Sequencing (NGS)
2023-05-17 | MCECP | MayoComplete Endometrial Carcinoma Panel, Next-Generation Sequencing, Tumor | 619632 | Result | 82939-0 | Genetic variant details:Find:Pt:Bld/Tiss:Nar:Molgen | Sequence Capture Next-Generation Sequencing (NGS)
2023-05-17 | MCECP | MayoComplete Endometrial Carcinoma Panel, Next-Generation Sequencing, Tumor | 619633 | Interpretation | 69047-9 | Geneticist review:Imp:Pt:XXX:Nar: | Sequence Capture Next-Generation Sequencing (NGS)
2023-05-17 | MCECP | MayoComplete Endometrial Carcinoma Panel, Next-Generation Sequencing, Tumor | 619634 | Additional Information | 48767-8 | Annotation comment:Imp:Pt:{system}:Nar: | Sequence Capture Next-Generation Sequencing (NGS)
2023-05-17 | MCECP | MayoComplete Endometrial Carcinoma Panel, Next-Generation Sequencing, Tumor | 619635 | Specimen | 31208-2 | Specimen source:Prid:Pt:XXX:Nom: | Sequence Capture Next-Generation Sequencing (NGS)
2023-05-17 | MCECP | MayoComplete Endometrial Carcinoma Panel, Next-Generation Sequencing, Tumor | 619636 | Tissue ID | 80398-1 | Unique identifier:ID:Pt:Current sample:Nom: | Sequence Capture Next-Generation Sequencing (NGS)
2023-05-17 | MCECP | MayoComplete Endometrial Carcinoma Panel, Next-Generation Sequencing, Tumor | 619637 | Method | 85069-3 | Lab test method:Type:Pt:Specimen:Nom:* | Sequence Capture Next-Generation Sequencing (NGS)
2023-05-17 | MCECP | MayoComplete Endometrial Carcinoma Panel, Next-Generation Sequencing, Tumor | 619638 | Disclaimer | 62364-5 | Test performance information:Find:Pt:XXX:Nar: | Sequence Capture Next-Generation Sequencing (NGS)
2023-05-17 | MCECP | MayoComplete Endometrial Carcinoma Panel, Next-Generation Sequencing, Tumor | 619639 | Released By | 18771-6 | Provider.signing name:Pn:Pt:Report:Nom: | Sequence Capture Next-Generation Sequencing (NGS)
2023-05-17 | TFH | FH Mutation Analysis, Next-Generation Sequencing, Tumor | 619659 | Result | 82939-0 | Genetic variant details:Find:Pt:Bld/Tiss:Nar:Molgen | Sequence Capture Next-Generation Sequencing (NGS)
2023-05-17 | TFH | FH Mutation Analysis, Next-Generation Sequencing, Tumor | 619660 | Interpretation | 69047-9 | Geneticist review:Imp:Pt:XXX:Nar: | Sequence Capture Next-Generation Sequencing (NGS)
2023-05-17 | TFH | FH Mutation Analysis, Next-Generation Sequencing, Tumor | 619661 | Additional Information | 48767-8 | Annotation comment:Imp:Pt:{system}:Nar: | Sequence Capture Next-Generation Sequencing (NGS)
2023-05-17 | TFH | FH Mutation Analysis, Next-Generation Sequencing, Tumor | 619662 | Specimen | 31208-2 | Specimen source:Prid:Pt:XXX:Nom: | Sequence Capture Next-Generation Sequencing (NGS)
2023-05-17 | TFH | FH Mutation Analysis, Next-Generation Sequencing, Tumor | 619663 | Tissue ID | 80398-1 | Unique identifier:ID:Pt:Current sample:Nom: | Sequence Capture Next-Generation Sequencing (NGS)
2023-05-17 | TFH | FH Mutation Analysis, Next-Generation Sequencing, Tumor | 619664 | Method | 85069-3 | Lab test method:Type:Pt:Specimen:Nom:* | Sequence Capture Next-Generation Sequencing (NGS)
2023-05-17 | TFH | FH Mutation Analysis, Next-Generation Sequencing, Tumor | 619665 | Disclaimer | 62364-5 | Test performance information:Find:Pt:XXX:Nar: | Sequence Capture Next-Generation Sequencing (NGS)
2023-05-16 | CYSTG | Cysticercosis (Taenia solium), IgG, Serum | CYSTG | Cysticercosis (T. solium), IgG, S | 56485-6 | Taenia solium Ab.IgG:PrThr:Pt:Ser:Ord:IA | Enzyme-Linked Immunosorbent Assay (ELISA)
2023-05-12 | SCIDP | Severe Combined Immunodeficiency (SCID) Gene Panel, Varies | 620139 | Result | 82939-0 | Genetic variant details:Find:Pt:Bld/Tiss:Nar:Molgen | Sequence Capture and Amplicon-Based Next-Generation Sequencing (NGS)/Quantitative Real-Time Polymerase Chain Reaction (qPCR) and Sanger Sequencing as needed
2023-05-12 | SCIDP | Severe Combined Immunodeficiency (SCID) Gene Panel, Varies | 620140 | Interpretation | 69047-9 | Geneticist review:Imp:Pt:XXX:Nar: | Sequence Capture and Amplicon-Based Next-Generation Sequencing (NGS)/Quantitative Real-Time Polymerase Chain Reaction (qPCR) and Sanger Sequencing as needed
2023-05-12 | ALKT | ALK Mutation Analysis, Next-Generation Sequencing, Tumor | 619695 | Result | 82939-0 | Genetic variant details:Find:Pt:Bld/Tiss:Nar:Molgen | Sequence Capture Next-Generation Sequencing (NGS)
2023-05-12 | ALKT | ALK Mutation Analysis, Next-Generation Sequencing, Tumor | 619696 | Interpretation | 69047-9 | Geneticist review:Imp:Pt:XXX:Nar: | Sequence Capture Next-Generation Sequencing (NGS)
2023-05-12 | MYODT | MYOD1 Mutation Analysis, Next-Generation Sequencing, Tumor | 619686 | Result | 82939-0 | Genetic variant details:Find:Pt:Bld/Tiss:Nar:Molgen | Sequence Capture Next-Generation Sequencing (NGS)
2023-05-12 | MYODT | MYOD1 Mutation Analysis, Next-Generation Sequencing, Tumor | 619687 | Interpretation | 69047-9 | Geneticist review:Imp:Pt:XXX:Nar: | Sequence Capture Next-Generation Sequencing (NGS)
2023-05-12 | POLET | POLE Mutation Analysis, Next-Generation Sequencing, Tumor | 619678 | Interpretation | 69047-9 | Geneticist review:Imp:Pt:XXX:Nar: | Sequence Capture Next-Generation Sequencing (NGS)
2023-05-12 | EOIBD | Early Onset Monogenic Inflammatory Bowel Disease (IBD) Gene Panel, Varies | 620125 | Result | 82939-0 | Genetic variant details:Find:Pt:Bld/Tiss:Nar:Molgen | Sequence Capture and Amplicon-Based Next-Generation Sequencing (NGS)/Quantitative Real-Time Polymerase Chain Reaction (qPCR) and Sanger Sequencing as needed
2023-05-12 | EOIBD | Early Onset Monogenic Inflammatory Bowel Disease (IBD) Gene Panel, Varies | 620126 | Interpretation | 69047-9 | Geneticist review:Imp:Pt:XXX:Nar: | Sequence Capture and Amplicon-Based Next-Generation Sequencing (NGS)/Quantitative Real-Time Polymerase Chain Reaction (qPCR) and Sanger Sequencing as needed
2023-05-12 | DICET | DICER1 Mutation Analysis, Next-Generation Sequencing, Tumor | 619668 | Result | 82939-0 | Genetic variant details:Find:Pt:Bld/Tiss:Nar:Molgen | Sequence Capture Next-Generation Sequencing (NGS)
2023-05-12 | DICET | DICER1 Mutation Analysis, Next-Generation Sequencing, Tumor | 619669 | Interpretation | 69047-9 | Geneticist review:Imp:Pt:XXX:Nar: | Sequence Capture Next-Generation Sequencing (NGS)
2023-05-12 | IDTRT | IDH1, IDH2, and TERT Mutation Analysis, Next-Generation Sequencing, Tumor | 619650 | Result | 82939-0 | Genetic variant details:Find:Pt:Bld/Tiss:Nar:Molgen | Sequence Capture Next-Generation Sequencing (NGS)
2023-05-12 | IDTRT | IDH1, IDH2, and TERT Mutation Analysis, Next-Generation Sequencing, Tumor | 619651 | Interpretation | 69047-9 | Geneticist review:Imp:Pt:XXX:Nar: | Sequence Capture Next-Generation Sequencing (NGS)
2023-05-12 | MCFRC | MayoComplete Renal Cell Carcinoma with Fibromyomatous Stroma Panel, Next-Generation Sequencing, Tumor | 619615 | Interpretation | 69047-9 | Geneticist review:Imp:Pt:XXX:Nar: | Sequence Capture Next-Generation Sequencing (NGS)
2023-05-12 | POLET | POLE Mutation Analysis, Next-Generation Sequencing, Tumor | 619677 | Result | 82939-0 | Genetic variant details:Find:Pt:Bld/Tiss:Nar:Molgen | Sequence Capture Next-Generation Sequencing (NGS)
2023-05-12 | MCFRC | MayoComplete Renal Cell Carcinoma with Fibromyomatous Stroma Panel, Next-Generation Sequencing, Tumor | 619614 | Result | 82939-0 | Genetic variant details:Find:Pt:Bld/Tiss:Nar:Molgen | Sequence Capture Next-Generation Sequencing (NGS)
2023-05-12 | SCIDP | Severe Combined Immunodeficiency (SCID) Gene Panel, Varies | 620147 | Released By | 18771-6 | Provider.signing name:Pn:Pt:Report:Nom: | Sequence Capture and Amplicon-Based Next-Generation Sequencing (NGS)/Quantitative Real-Time Polymerase Chain Reaction (qPCR) and Sanger Sequencing as needed
2023-05-12 | SCIDP | Severe Combined Immunodeficiency (SCID) Gene Panel, Varies | 620135 | Test Description | 62364-5 | Test performance information:Find:Pt:XXX:Nar: | Sequence Capture and Amplicon-Based Next-Generation Sequencing (NGS)/Quantitative Real-Time Polymerase Chain Reaction (qPCR) and Sanger Sequencing as needed
2023-05-12 | SCIDP | Severe Combined Immunodeficiency (SCID) Gene Panel, Varies | 620136 | Specimen | 31208-2 | Specimen source:Prid:Pt:XXX:Nom: | Sequence Capture and Amplicon-Based Next-Generation Sequencing (NGS)/Quantitative Real-Time Polymerase Chain Reaction (qPCR) and Sanger Sequencing as needed
2023-05-12 | SCIDP | Severe Combined Immunodeficiency (SCID) Gene Panel, Varies | 620137 | Source | 31208-2 | Specimen source:Prid:Pt:XXX:Nom: | Sequence Capture and Amplicon-Based Next-Generation Sequencing (NGS)/Quantitative Real-Time Polymerase Chain Reaction (qPCR) and Sanger Sequencing as needed
2023-05-12 | SCIDP | Severe Combined Immunodeficiency (SCID) Gene Panel, Varies | 620138 | Result Summary | 50397-9 | Molecular diagnostic overall interpretation:PrThr:Pt:Bld/Tiss:Ord:Molgen | Sequence Capture and Amplicon-Based Next-Generation Sequencing (NGS)/Quantitative Real-Time Polymerase Chain Reaction (qPCR) and Sanger Sequencing as needed
2023-05-12 | SCIDP | Severe Combined Immunodeficiency (SCID) Gene Panel, Varies | 620142 | Resources | 99622-3 | Resource information for patient:Find:Pt:^Patient:Doc: | Sequence Capture and Amplicon-Based Next-Generation Sequencing (NGS)/Quantitative Real-Time Polymerase Chain Reaction (qPCR) and Sanger Sequencing as needed
2023-05-12 | SCIDP | Severe Combined Immunodeficiency (SCID) Gene Panel, Varies | 620145 | Genes Analyzed | 82939-0 | Genetic variant details:Find:Pt:Bld/Tiss:Nar:Molgen | Sequence Capture and Amplicon-Based Next-Generation Sequencing (NGS)/Quantitative Real-Time Polymerase Chain Reaction (qPCR) and Sanger Sequencing as needed
2023-05-12 | EOIBD | Early Onset Monogenic Inflammatory Bowel Disease (IBD) Gene Panel, Varies | 620122 | Specimen | 31208-2 | Specimen source:Prid:Pt:XXX:Nom: | Sequence Capture and Amplicon-Based Next-Generation Sequencing (NGS)/Quantitative Real-Time Polymerase Chain Reaction (qPCR) and Sanger Sequencing as needed
2023-05-12 | EOIBD | Early Onset Monogenic Inflammatory Bowel Disease (IBD) Gene Panel, Varies | 620123 | Source | 31208-2 | Specimen source:Prid:Pt:XXX:Nom: | Sequence Capture and Amplicon-Based Next-Generation Sequencing (NGS)/Quantitative Real-Time Polymerase Chain Reaction (qPCR) and Sanger Sequencing as needed
2023-05-12 | EOIBD | Early Onset Monogenic Inflammatory Bowel Disease (IBD) Gene Panel, Varies | 620124 | Result Summary | 50397-9 | Molecular diagnostic overall interpretation:PrThr:Pt:Bld/Tiss:Ord:Molgen | Sequence Capture and Amplicon-Based Next-Generation Sequencing (NGS)/Quantitative Real-Time Polymerase Chain Reaction (qPCR) and Sanger Sequencing as needed
2023-05-12 | EOIBD | Early Onset Monogenic Inflammatory Bowel Disease (IBD) Gene Panel, Varies | 620128 | Resources | 99622-3 | Resource information for patient:Find:Pt:^Patient:Doc: | Sequence Capture and Amplicon-Based Next-Generation Sequencing (NGS)/Quantitative Real-Time Polymerase Chain Reaction (qPCR) and Sanger Sequencing as needed
2023-05-12 | EOIBD | Early Onset Monogenic Inflammatory Bowel Disease (IBD) Gene Panel, Varies | 620131 | Genes Analyzed | 82939-0 | Genetic variant details:Find:Pt:Bld/Tiss:Nar:Molgen | Sequence Capture and Amplicon-Based Next-Generation Sequencing (NGS)/Quantitative Real-Time Polymerase Chain Reaction (qPCR) and Sanger Sequencing as needed
2023-05-12 | EOIBD | Early Onset Monogenic Inflammatory Bowel Disease (IBD) Gene Panel, Varies | 620133 | Released By | 18771-6 | Provider.signing name:Pn:Pt:Report:Nom: | Sequence Capture and Amplicon-Based Next-Generation Sequencing (NGS)/Quantitative Real-Time Polymerase Chain Reaction (qPCR) and Sanger Sequencing as needed
2023-05-12 | ALKT | ALK Mutation Analysis, Next-Generation Sequencing, Tumor | 619698 | Specimen | 31208-2 | Specimen source:Prid:Pt:XXX:Nom: | Sequence Capture Next-Generation Sequencing (NGS)
2023-05-12 | ALKT | ALK Mutation Analysis, Next-Generation Sequencing, Tumor | 619699 | Tissue ID | 80398-1 | Unique identifier:ID:Pt:Current sample:Nom: | Sequence Capture Next-Generation Sequencing (NGS)
2023-05-12 | ALKT | ALK Mutation Analysis, Next-Generation Sequencing, Tumor | 619700 | Method | 48767-8 | Lab test method:Type:Pt:Specimen:Nom:* | Sequence Capture Next-Generation Sequencing (NGS)
2023-05-12 | ALKT | ALK Mutation Analysis, Next-Generation Sequencing, Tumor | 619702 | Released By | 18771-6 | Provider.signing name:Pn:Pt:Report:Nom: | Sequence Capture Next-Generation Sequencing (NGS)
2023-05-12 | MYODT | MYOD1 Mutation Analysis, Next-Generation Sequencing, Tumor | 619691 | Method | 48767-8 | Lab test method:Type:Pt:Specimen:Nom:* | Sequence Capture Next-Generation Sequencing (NGS)
2023-05-12 | MYODT | MYOD1 Mutation Analysis, Next-Generation Sequencing, Tumor | 619693 | Released By | 18771-6 | Provider.signing name:Pn:Pt:Report:Nom: | Sequence Capture Next-Generation Sequencing (NGS)
2023-05-12 | EOIBD | Early Onset Monogenic Inflammatory Bowel Disease (IBD) Gene Panel, Varies | 620121 | Test Description | 62364-5 | Test performance information:Find:Pt:XXX:Nar: | Sequence Capture and Amplicon-Based Next-Generation Sequencing (NGS)/Quantitative Real-Time Polymerase Chain Reaction (qPCR) and Sanger Sequencing as needed
2023-05-12 | DICET | DICER1 Mutation Analysis, Next-Generation Sequencing, Tumor | 619675 | Released By | 18771-6 | Provider.signing name:Pn:Pt:Report:Nom: | Sequence Capture Next-Generation Sequencing (NGS)
2023-05-12 | MYODT | MYOD1 Mutation Analysis, Next-Generation Sequencing, Tumor | 619689 | Specimen | 31208-2 | Specimen source:Prid:Pt:XXX:Nom: | Sequence Capture Next-Generation Sequencing (NGS)
2023-05-12 | MYODT | MYOD1 Mutation Analysis, Next-Generation Sequencing, Tumor | 619690 | Tissue ID | 80398-1 | Unique identifier:ID:Pt:Current sample:Nom: | Sequence Capture Next-Generation Sequencing (NGS)
2023-05-12 | POLET | POLE Mutation Analysis, Next-Generation Sequencing, Tumor | 619680 | Specimen | 31208-2 | Specimen source:Prid:Pt:XXX:Nom: | Sequence Capture Next-Generation Sequencing (NGS)
2023-05-12 | POLET | POLE Mutation Analysis, Next-Generation Sequencing, Tumor | 619681 | Tissue ID | 80398-1 | Unique identifier:ID:Pt:Current sample:Nom: | Sequence Capture Next-Generation Sequencing (NGS)
2023-05-12 | POLET | POLE Mutation Analysis, Next-Generation Sequencing, Tumor | 619682 | Method | 48767-8 | Lab test method:Type:Pt:Specimen:Nom:* | Sequence Capture Next-Generation Sequencing (NGS)
2023-05-12 | POLET | POLE Mutation Analysis, Next-Generation Sequencing, Tumor | 619684 | Released By | 18771-6 | Provider.signing name:Pn:Pt:Report:Nom: | Sequence Capture Next-Generation Sequencing (NGS)
2023-05-12 | DICET | DICER1 Mutation Analysis, Next-Generation Sequencing, Tumor | 619671 | Specimen | 31208-2 | Specimen source:Prid:Pt:XXX:Nom: | Sequence Capture Next-Generation Sequencing (NGS)
2023-05-12 | DICET | DICER1 Mutation Analysis, Next-Generation Sequencing, Tumor | 619672 | Tissue ID | 80398-1 | Unique identifier:ID:Pt:Current sample:Nom: | Sequence Capture Next-Generation Sequencing (NGS)
2023-05-12 | DICET | DICER1 Mutation Analysis, Next-Generation Sequencing, Tumor | 619673 | Method | 48767-8 | Lab test method:Type:Pt:Specimen:Nom:* | Sequence Capture Next-Generation Sequencing (NGS)
2023-05-12 | IDTRT | IDH1, IDH2, and TERT Mutation Analysis, Next-Generation Sequencing, Tumor | 619653 | Specimen | 31208-2 | Specimen source:Prid:Pt:XXX:Nom: | Sequence Capture Next-Generation Sequencing (NGS)
2023-05-12 | IDTRT | IDH1, IDH2, and TERT Mutation Analysis, Next-Generation Sequencing, Tumor | 619654 | Tissue ID | 80398-1 | Unique identifier:ID:Pt:Current sample:Nom: | Sequence Capture Next-Generation Sequencing (NGS)
2023-05-12 | IDTRT | IDH1, IDH2, and TERT Mutation Analysis, Next-Generation Sequencing, Tumor | 619655 | Method | 48767-8 | Lab test method:Type:Pt:Specimen:Nom:* | Sequence Capture Next-Generation Sequencing (NGS)
2023-05-12 | IDTRT | IDH1, IDH2, and TERT Mutation Analysis, Next-Generation Sequencing, Tumor | 619657 | Released By | 18771-6 | Provider.signing name:Pn:Pt:Report:Nom: | Sequence Capture Next-Generation Sequencing (NGS)
2023-05-12 | MCFRC | MayoComplete Renal Cell Carcinoma with Fibromyomatous Stroma Panel, Next-Generation Sequencing, Tumor | 619617 | Specimen | 31208-2 | Specimen source:Prid:Pt:XXX:Nom: | Sequence Capture Next-Generation Sequencing (NGS)
2023-05-12 | MCFRC | MayoComplete Renal Cell Carcinoma with Fibromyomatous Stroma Panel, Next-Generation Sequencing, Tumor | 619618 | Tissue ID | 80398-1 | Unique identifier:ID:Pt:Current sample:Nom: | Sequence Capture Next-Generation Sequencing (NGS)
2023-05-12 | MCFRC | MayoComplete Renal Cell Carcinoma with Fibromyomatous Stroma Panel, Next-Generation Sequencing, Tumor | 619619 | Method | 48767-8 | Lab test method:Type:Pt:Specimen:Nom:* | Sequence Capture Next-Generation Sequencing (NGS)
2023-05-12 | MCFRC | MayoComplete Renal Cell Carcinoma with Fibromyomatous Stroma Panel, Next-Generation Sequencing, Tumor | 619621 | Released By | 18771-6 | Provider.signing name:Pn:Pt:Report:Nom: | Sequence Capture Next-Generation Sequencing (NGS)
2023-05-12 | EOIBD | Early Onset Monogenic Inflammatory Bowel Disease (IBD) Gene Panel, Varies | 620127 | Additional Results | 48767-8 | Annotation comment:Imp:Pt:{system}:Nar: | Sequence Capture and Amplicon-Based Next-Generation Sequencing (NGS)/Quantitative Real-Time Polymerase Chain Reaction (qPCR) and Sanger Sequencing as needed
2023-05-12 | EOIBD | Early Onset Monogenic Inflammatory Bowel Disease (IBD) Gene Panel, Varies | 620129 | Additional Information | 48767-8 | Annotation comment:Imp:Pt:{system}:Nar: | Sequence Capture and Amplicon-Based Next-Generation Sequencing (NGS)/Quantitative Real-Time Polymerase Chain Reaction (qPCR) and Sanger Sequencing as needed
2023-05-12 | EOIBD | Early Onset Monogenic Inflammatory Bowel Disease (IBD) Gene Panel, Varies | 620132 | Disclaimer | 62364-5 | Test performance information:Find:Pt:XXX:Nar: | Sequence Capture and Amplicon-Based Next-Generation Sequencing (NGS)/Quantitative Real-Time Polymerase Chain Reaction (qPCR) and Sanger Sequencing as needed
2023-05-12 | SCIDP | Severe Combined Immunodeficiency (SCID) Gene Panel, Varies | 620141 | Additional Results | 48767-8 | Annotation comment:Imp:Pt:{system}:Nar: | Sequence Capture and Amplicon-Based Next-Generation Sequencing (NGS)/Quantitative Real-Time Polymerase Chain Reaction (qPCR) and Sanger Sequencing as needed
2023-05-12 | SCIDP | Severe Combined Immunodeficiency (SCID) Gene Panel, Varies | 620143 | Additional Information | 48767-8 | Annotation comment:Imp:Pt:{system}:Nar: | Sequence Capture and Amplicon-Based Next-Generation Sequencing (NGS)/Quantitative Real-Time Polymerase Chain Reaction (qPCR) and Sanger Sequencing as needed
2023-05-12 | SCIDP | Severe Combined Immunodeficiency (SCID) Gene Panel, Varies | 620146 | Disclaimer | 62364-5 | Test performance information:Find:Pt:XXX:Nar: | Sequence Capture and Amplicon-Based Next-Generation Sequencing (NGS)/Quantitative Real-Time Polymerase Chain Reaction (qPCR) and Sanger Sequencing as needed
2023-05-12 | ALKT | ALK Mutation Analysis, Next-Generation Sequencing, Tumor | 619697 | Additional Information | 48767-8 | Annotation comment:Imp:Pt:{system}:Nar: | Sequence Capture Next-Generation Sequencing (NGS)
2023-05-12 | ALKT | ALK Mutation Analysis, Next-Generation Sequencing, Tumor | 619701 | Disclaimer | 62364-5 | Test performance information:Find:Pt:XXX:Nar: | Sequence Capture Next-Generation Sequencing (NGS)
2023-05-12 | DICET | DICER1 Mutation Analysis, Next-Generation Sequencing, Tumor | 619674 | Disclaimer | 62364-5 | Test performance information:Find:Pt:XXX:Nar: | Sequence Capture Next-Generation Sequencing (NGS)
2023-05-12 | MYODT | MYOD1 Mutation Analysis, Next-Generation Sequencing, Tumor | 619688 | Additional Information | 48767-8 | Annotation comment:Imp:Pt:{system}:Nar: | Sequence Capture Next-Generation Sequencing (NGS)
2023-05-12 | MYODT | MYOD1 Mutation Analysis, Next-Generation Sequencing, Tumor | 619692 | Disclaimer | 62364-5 | Test performance information:Find:Pt:XXX:Nar: | Sequence Capture Next-Generation Sequencing (NGS)
2023-05-12 | POLET | POLE Mutation Analysis, Next-Generation Sequencing, Tumor | 619679 | Additional Information | 48767-8 | Annotation comment:Imp:Pt:{system}:Nar: | Sequence Capture Next-Generation Sequencing (NGS)
2023-05-12 | POLET | POLE Mutation Analysis, Next-Generation Sequencing, Tumor | 619683 | Disclaimer | 62364-5 | Test performance information:Find:Pt:XXX:Nar: | Sequence Capture Next-Generation Sequencing (NGS)
2023-05-12 | DICET | DICER1 Mutation Analysis, Next-Generation Sequencing, Tumor | 619670 | Additional Information | 48767-8 | Annotation comment:Imp:Pt:{system}:Nar: | Sequence Capture Next-Generation Sequencing (NGS)
2023-05-12 | IDTRT | IDH1, IDH2, and TERT Mutation Analysis, Next-Generation Sequencing, Tumor | 619652 | Additional Information | 48767-8 | Annotation comment:Imp:Pt:{system}:Nar: | Sequence Capture Next-Generation Sequencing (NGS)
2023-05-12 | IDTRT | IDH1, IDH2, and TERT Mutation Analysis, Next-Generation Sequencing, Tumor | 619656 | Disclaimer | 62364-5 | Test performance information:Find:Pt:XXX:Nar: | Sequence Capture Next-Generation Sequencing (NGS)
2023-05-12 | MCFRC | MayoComplete Renal Cell Carcinoma with Fibromyomatous Stroma Panel, Next-Generation Sequencing, Tumor | 619616 | Additional Information | 48767-8 | Annotation comment:Imp:Pt:{system}:Nar: | Sequence Capture Next-Generation Sequencing (NGS)
2023-05-12 | MCFRC | MayoComplete Renal Cell Carcinoma with Fibromyomatous Stroma Panel, Next-Generation Sequencing, Tumor | 619620 | Disclaimer | 62364-5 | Test performance information:Find:Pt:XXX:Nar: | Sequence Capture Next-Generation Sequencing (NGS)
2023-05-12 | BCELL | B-Cell and Antibody Deficiency Gene Panel, Varies | 620107 | Test Description | 62364-5 | Test performance information:Find:Pt:XXX:Nar: | Sequence Capture and Amplicon-Based Next-Generation Sequencing (NGS)/Quantitative Real-Time Polymerase Chain Reaction (qPCR) and Sanger Sequencing as needed
2023-05-12 | BCELL | B-Cell and Antibody Deficiency Gene Panel, Varies | 620108 | Specimen | 31208-2 | Specimen source:Prid:Pt:XXX:Nom: | Sequence Capture and Amplicon-Based Next-Generation Sequencing (NGS)/Quantitative Real-Time Polymerase Chain Reaction (qPCR) and Sanger Sequencing as needed
2023-05-12 | BCELL | B-Cell and Antibody Deficiency Gene Panel, Varies | 620109 | Source | 31208-2 | Specimen source:Prid:Pt:XXX:Nom: | Sequence Capture and Amplicon-Based Next-Generation Sequencing (NGS)/Quantitative Real-Time Polymerase Chain Reaction (qPCR) and Sanger Sequencing as needed
2023-05-12 | BCELL | B-Cell and Antibody Deficiency Gene Panel, Varies | 620110 | Result Summary | 50397-9 | Molecular diagnostic overall interpretation:PrThr:Pt:Bld/Tiss:Ord:Molgen | Sequence Capture and Amplicon-Based Next-Generation Sequencing (NGS)/Quantitative Real-Time Polymerase Chain Reaction (qPCR) and Sanger Sequencing as needed
2023-05-12 | BCELL | B-Cell and Antibody Deficiency Gene Panel, Varies | 620111 | Result | 82939-0 | Genetic variant details:Find:Pt:Bld/Tiss:Nar:Molgen | Sequence Capture and Amplicon-Based Next-Generation Sequencing (NGS)/Quantitative Real-Time Polymerase Chain Reaction (qPCR) and Sanger Sequencing as needed
2023-05-12 | BCELL | B-Cell and Antibody Deficiency Gene Panel, Varies | 620112 | Interpretation | 69047-9 | Geneticist review:Imp:Pt:XXX:Nar: | Sequence Capture and Amplicon-Based Next-Generation Sequencing (NGS)/Quantitative Real-Time Polymerase Chain Reaction (qPCR) and Sanger Sequencing as needed
2023-05-12 | BCELL | B-Cell and Antibody Deficiency Gene Panel, Varies | 620114 | Resources | 99622-3 | Resource information for patient:Find:Pt:^Patient:Doc: | Sequence Capture and Amplicon-Based Next-Generation Sequencing (NGS)/Quantitative Real-Time Polymerase Chain Reaction (qPCR) and Sanger Sequencing as needed
2023-05-12 | BCELL | B-Cell and Antibody Deficiency Gene Panel, Varies | 620115 | Additional Information | 48767-8 | Annotation comment:Imp:Pt:{system}:Nar: | Sequence Capture and Amplicon-Based Next-Generation Sequencing (NGS)/Quantitative Real-Time Polymerase Chain Reaction (qPCR) and Sanger Sequencing as needed
2023-05-12 | BCELL | B-Cell and Antibody Deficiency Gene Panel, Varies | 620117 | Genes Analyzed | 82939-0 | Genetic variant details:Find:Pt:Bld/Tiss:Nar:Molgen | Sequence Capture and Amplicon-Based Next-Generation Sequencing (NGS)/Quantitative Real-Time Polymerase Chain Reaction (qPCR) and Sanger Sequencing as needed
2023-05-12 | BCELL | B-Cell and Antibody Deficiency Gene Panel, Varies | 620118 | Disclaimer | 62364-5 | Test performance information:Find:Pt:XXX:Nar: | Sequence Capture and Amplicon-Based Next-Generation Sequencing (NGS)/Quantitative Real-Time Polymerase Chain Reaction (qPCR) and Sanger Sequencing as needed
2023-05-12 | BCELL | B-Cell and Antibody Deficiency Gene Panel, Varies | 620119 | Released By | 18771-6 | Provider.signing name:Pn:Pt:Report:Nom: | Sequence Capture and Amplicon-Based Next-Generation Sequencing (NGS)/Quantitative Real-Time Polymerase Chain Reaction (qPCR) and Sanger Sequencing as needed
2023-05-12 | AUTOG | Autoinflammatory Disorders Gene Panel, Varies | 620097 | Result | 82939-0 | Genetic variant details:Find:Pt:Bld/Tiss:Nar:Molgen | Sequence Capture and Amplicon-Based Next-Generation Sequencing (NGS)/Quantitative Real-Time Polymerase Chain Reaction (qPCR) and Sanger Sequencing as needed.
2023-05-12 | AUTOG | Autoinflammatory Disorders Gene Panel, Varies | 620103 | Genes Analyzed | 82939-0 | Genetic variant details:Find:Pt:Bld/Tiss:Nar:Molgen | Sequence Capture and Amplicon-Based Next-Generation Sequencing (NGS)/Quantitative Real-Time Polymerase Chain Reaction (qPCR) and Sanger Sequencing as needed.
2023-05-12 | BRTP | Rapid Hereditary Breast Cancer Treatment Decision Panel, Varies | 619967 | Genes Analyzed | 82939-0 | Genetic variant details:Find:Pt:Bld/Tiss:Nar:Molgen | Sequence Capture and Targeted Next-Generation Sequencing (NGS) followed by Polymerase Chain Reaction (PCR) and Sanger Sequencing
2023-05-12 | BRTP | Rapid Hereditary Breast Cancer Treatment Decision Panel, Varies | 619962 | Result | 82939-0 | Genetic variant details:Find:Pt:Bld/Tiss:Nar:Molgen | Sequence Capture and Targeted Next-Generation Sequencing (NGS) followed by Polymerase Chain Reaction (PCR) and Sanger Sequencing
2023-05-12 | AUTOG | Autoinflammatory Disorders Gene Panel, Varies | 620096 | Result Summary | 50397-9 | Molecular diagnostic overall interpretation:PrThr:Pt:Bld/Tiss:Ord:Molgen | Sequence Capture and Amplicon-Based Next-Generation Sequencing (NGS)/Quantitative Real-Time Polymerase Chain Reaction (qPCR) and Sanger Sequencing as needed.
2023-05-12 | AUTOG | Autoinflammatory Disorders Gene Panel, Varies | 620093 | Test Description | 62364-5 | Test performance information:Find:Pt:XXX:Nar: | Sequence Capture and Amplicon-Based Next-Generation Sequencing (NGS)/Quantitative Real-Time Polymerase Chain Reaction (qPCR) and Sanger Sequencing as needed.
2023-05-12 | BRTP | Rapid Hereditary Breast Cancer Treatment Decision Panel, Varies | 619958 | Test Description | 62364-5 | Test performance information:Find:Pt:XXX:Nar: | Sequence Capture and Targeted Next-Generation Sequencing (NGS) followed by Polymerase Chain Reaction (PCR) and Sanger Sequencing
2023-05-12 | BRTP | Rapid Hereditary Breast Cancer Treatment Decision Panel, Varies | 619961 | Result Summary | 50397-9 | Molecular diagnostic overall interpretation:PrThr:Pt:Bld/Tiss:Ord:Molgen | Sequence Capture and Targeted Next-Generation Sequencing (NGS) followed by Polymerase Chain Reaction (PCR) and Sanger Sequencing
2023-05-12 | AUTOG | Autoinflammatory Disorders Gene Panel, Varies | 620098 | Interpretation | 69047-9 | Geneticist review:Imp:Pt:XXX:Nar: | Sequence Capture and Amplicon-Based Next-Generation Sequencing (NGS)/Quantitative Real-Time Polymerase Chain Reaction (qPCR) and Sanger Sequencing as needed.
2023-05-12 | AUTOG | Autoinflammatory Disorders Gene Panel, Varies | 620100 | Resources | 99622-3 | Resource information for patient:Find:Pt:^Patient:Doc: | Sequence Capture and Amplicon-Based Next-Generation Sequencing (NGS)/Quantitative Real-Time Polymerase Chain Reaction (qPCR) and Sanger Sequencing as needed.
2023-05-12 | AUTOG | Autoinflammatory Disorders Gene Panel, Varies | 620105 | Released By | 18771-6 | Provider.signing name:Pn:Pt:Report:Nom: | Sequence Capture and Amplicon-Based Next-Generation Sequencing (NGS)/Quantitative Real-Time Polymerase Chain Reaction (qPCR) and Sanger Sequencing as needed.
2023-05-12 | BRTP | Rapid Hereditary Breast Cancer Treatment Decision Panel, Varies | 619963 | Interpretation | 69047-9 | Geneticist review:Imp:Pt:XXX:Nar: | Sequence Capture and Targeted Next-Generation Sequencing (NGS) followed by Polymerase Chain Reaction (PCR) and Sanger Sequencing
2023-05-12 | BRTP | Rapid Hereditary Breast Cancer Treatment Decision Panel, Varies | 619964 | Resources | 99622-3 | Resource information for patient:Find:Pt:^Patient:Doc: | Sequence Capture and Targeted Next-Generation Sequencing (NGS) followed by Polymerase Chain Reaction (PCR) and Sanger Sequencing
2023-05-12 | BRTP | Rapid Hereditary Breast Cancer Treatment Decision Panel, Varies | 619969 | Released By | 18771-6 | Provider.signing name:Pn:Pt:Report:Nom: | Sequence Capture and Targeted Next-Generation Sequencing (NGS) followed by Polymerase Chain Reaction (PCR) and Sanger Sequencing
2023-05-12 | AUTOG | Autoinflammatory Disorders Gene Panel, Varies | 620104 | Disclaimer | 62364-5 | Test performance information:Find:Pt:XXX:Nar: | Sequence Capture and Amplicon-Based Next-Generation Sequencing (NGS)/Quantitative Real-Time Polymerase Chain Reaction (qPCR) and Sanger Sequencing as needed.
2023-05-12 | BRTP | Rapid Hereditary Breast Cancer Treatment Decision Panel, Varies | 619968 | Disclaimer | 62364-5 | Test performance information:Find:Pt:XXX:Nar: | Sequence Capture and Targeted Next-Generation Sequencing (NGS) followed by Polymerase Chain Reaction (PCR) and Sanger Sequencing
2023-05-12 | BRTP | Rapid Hereditary Breast Cancer Treatment Decision Panel, Varies | 619966 | Method | 85069-3 | Lab test method:Type:Pt:Specimen:Nom:* | Sequence Capture and Targeted Next-Generation Sequencing (NGS) followed by Polymerase Chain Reaction (PCR) and Sanger Sequencing
2023-05-12 | BRTP | Rapid Hereditary Breast Cancer Treatment Decision Panel, Varies | 619959 | Specimen | 31208-2 | Specimen source:Prid:Pt:XXX:Nom: | Sequence Capture and Targeted Next-Generation Sequencing (NGS) followed by Polymerase Chain Reaction (PCR) and Sanger Sequencing
2023-05-12 | BRTP | Rapid Hereditary Breast Cancer Treatment Decision Panel, Varies | 619960 | Source | 31208-2 | Specimen source:Prid:Pt:XXX:Nom: | Sequence Capture and Targeted Next-Generation Sequencing (NGS) followed by Polymerase Chain Reaction (PCR) and Sanger Sequencing
2023-05-12 | BRTP | Rapid Hereditary Breast Cancer Treatment Decision Panel, Varies | 619965 | Additional Information | 48767-8 | Annotation comment:Imp:Pt:{system}:Nar: | Sequence Capture and Targeted Next-Generation Sequencing (NGS) followed by Polymerase Chain Reaction (PCR) and Sanger Sequencing
2023-05-12 | AUTOG | Autoinflammatory Disorders Gene Panel, Varies | 620094 | Specimen | 31208-2 | Specimen source:Prid:Pt:XXX:Nom: | Sequence Capture and Amplicon-Based Next-Generation Sequencing (NGS)/Quantitative Real-Time Polymerase Chain Reaction (qPCR) and Sanger Sequencing as needed.
2023-05-12 | AUTOG | Autoinflammatory Disorders Gene Panel, Varies | 620095 | Source | 31208-2 | Specimen source:Prid:Pt:XXX:Nom: | Sequence Capture and Amplicon-Based Next-Generation Sequencing (NGS)/Quantitative Real-Time Polymerase Chain Reaction (qPCR) and Sanger Sequencing as needed.
2023-05-12 | AUTOG | Autoinflammatory Disorders Gene Panel, Varies | 620101 | Additional Information | 48767-8 | Annotation comment:Imp:Pt:{system}:Nar: | Sequence Capture and Amplicon-Based Next-Generation Sequencing (NGS)/Quantitative Real-Time Polymerase Chain Reaction (qPCR) and Sanger Sequencing as needed.
2023-05-05 | TILAP | Tilapia, IgE, Serum | TILAP | Tilapia, IgE, S | 32572-0 | Tilapia Ab.IgE:ACnc:Pt:Ser:Qn: | Fluorescence Enzyme Immunoassay (FEIA)
2023-05-01 | HISGT | Histone Genes Mutation Analysis, Next-Generation Sequencing, Tumor | 619587 | Result | 82939-0 | Genetic variant details:Find:Pt:Bld/Tiss:Nar:Molgen | Sequence Capture Next-Generation Sequencing (NGS)
2023-05-01 | HISGT | Histone Genes Mutation Analysis, Next-Generation Sequencing, Tumor | 619588 | Interpretation | 69047-9 | Geneticist review:Imp:Pt:XXX:Nar: | Sequence Capture Next-Generation Sequencing (NGS)
2023-05-01 | HISGT | Histone Genes Mutation Analysis, Next-Generation Sequencing, Tumor | 619589 | Additional Information | 48767-8 | Annotation comment:Imp:Pt:{system}:Nar: | Sequence Capture Next-Generation Sequencing (NGS)
2023-05-01 | HISGT | Histone Genes Mutation Analysis, Next-Generation Sequencing, Tumor | 619590 | Specimen | 31208-2 | Specimen source:Prid:Pt:XXX:Nom: | Sequence Capture Next-Generation Sequencing (NGS)
2023-05-01 | HISGT | Histone Genes Mutation Analysis, Next-Generation Sequencing, Tumor | 619591 | Tissue ID | 80398-1 | Unique identifier:ID:Pt:Current sample:Nom: | Sequence Capture Next-Generation Sequencing (NGS)
2023-05-01 | HISGT | Histone Genes Mutation Analysis, Next-Generation Sequencing, Tumor | 619592 | Method | 85069-3 | Lab test method:Type:Pt:Specimen:Nom:* | Sequence Capture Next-Generation Sequencing (NGS)
2023-05-01 | HISGT | Histone Genes Mutation Analysis, Next-Generation Sequencing, Tumor | 619593 | Disclaimer | 62364-5 | Test performance information:Find:Pt:XXX:Nar: | Sequence Capture Next-Generation Sequencing (NGS)
2023-05-01 | HISGT | Histone Genes Mutation Analysis, Next-Generation Sequencing, Tumor | 619594 | Released By | 18771-6 | Provider.signing name:Pn:Pt:Report:Nom: | Sequence Capture Next-Generation Sequencing (NGS)
2023-04-27 | HPV | Human Papillomavirus (HPV) DNA Detection with Genotyping, High-Risk Types by PCR, ThinPrep, Varies | 35924 | HPV High Risk type 16, PCR | 77399-4 | Human papilloma virus 16 DNA:PrThr:Pt:Cvx:Ord:Probe.amp.tar | Real-Time Polymerase Chain Reaction (PCR)
2023-04-27 | HPV | Human Papillomavirus (HPV) DNA Detection with Genotyping, High-Risk Types by PCR, ThinPrep, Varies | 35925 | HPV High Risk type 18, PCR | 77400-0 | Human papilloma virus 18 DNA:PrThr:Pt:Cvx:Ord:Probe.amp.tar | Real-Time Polymerase Chain Reaction (PCR)
2023-04-27 | HPV | Human Papillomavirus (HPV) DNA Detection with Genotyping, High-Risk Types by PCR, ThinPrep, Varies | 35926 | HPV other High Risk types, PCR | 71431-1 | Human papilloma virus 31+33+35+39+45+51+52+56+58+59+66+68 DNA:PrThr:Pt:Cvx:Ord:Probe.amp.ta | Real-Time Polymerase Chain Reaction (PCR)
2023-04-26 | BRBST | Tickborne Bacterial, PCR and Sequencing, Blood | BRBST | Tickborne Bacterial PCR+Sequence, B | 76575-0 | Bacterial 16S rRNA:PrThr:Pt:XXX:Ord:Probe.amp.tar | 16S Ribosomal RNA Gene Polymerase Chain Reaction (PCR) followed by Next Generation Sequencing (NGS)
2023-04-05 | GMCSF | Granulocyte Monocyte-Colony Stimulating Factor, Plasma | 618775 | GM-CSF | 97054-1 | Granulocyte macrophage colony stimulating factor:MCnc:Pt:Ser/Plas:Qn: | Bead-Based Multiplex Immunoassay
2023-03-14 | FHI24 | Histamine, 24-Hour Urine | Z6283 | Total Volume | 3167-4 | Specimen volume:Vol:24H:Urine:Qn: | Immunoassay (IA)
2023-03-14 | FHI24 | Histamine, 24-Hour Urine | Z6284 | Histamine, 24 hr Urine | 9410-2 | Histamine:MRat:24H:Urine:Qn: | Immunoassay (IA)
2023-03-09 | NGHMM | Comprehensive Myeloid Next-Generation Sequencing Assay, Bone Marrow | 620045 | Interpretation | 59465-5 | Pathologist review:Imp:Pt:XXX:Nar: | Next-Generation Sequencing (NGS)
2023-03-09 | NGHMM | Comprehensive Myeloid Next-Generation Sequencing Assay, Bone Marrow | 620047 | Variants of Unknown Significance | 93367-1 | Variant of unknown significance:Prid:Pt:Bld/Tiss:Nom: | Next-Generation Sequencing (NGS)
2023-03-09 | NGHMM | Comprehensive Myeloid Next-Generation Sequencing Assay, Bone Marrow | 620048 | Additional Notes | 48767-8 | Annotation comment:Imp:Pt:{system}:Nar: | Next-Generation Sequencing (NGS)
2023-03-09 | NGHMM | Comprehensive Myeloid Next-Generation Sequencing Assay, Bone Marrow | 620049 | Method Summary | 85069-3 | Lab test method:Type:Pt:Specimen:Nom:* | Next-Generation Sequencing (NGS)
2023-03-09 | NGHMM | Comprehensive Myeloid Next-Generation Sequencing Assay, Bone Marrow | 620050 | Disclaimer | 62364-5 | Test performance information:Find:Pt:XXX:Nar: | Next-Generation Sequencing (NGS)
2023-03-09 | NGHMM | Comprehensive Myeloid Next-Generation Sequencing Assay, Bone Marrow | 620051 | Signing Pathologist | 18771-6 | Provider.signing name:Pn:Pt:Report:Nom: | Next-Generation Sequencing (NGS)
2023-03-09 | NGHMM | Comprehensive Myeloid Next-Generation Sequencing Assay, Bone Marrow | 620054 | Pathogenic Mutations Detected | 82939-0 | Genetic variant details:Find:Pt:Bld/Tiss:Nar:Molgen | Next-Generation Sequencing (NGS)
2023-03-09 | NGHMM | Comprehensive Myeloid Next-Generation Sequencing Assay, Bone Marrow | 620055 | Panel Gene List | 36908-2 | Gene mutations tested for:Prid:Pt:Bld/Tiss:Nom:Molgen | Next-Generation Sequencing (NGS)
2023-03-09 | NGHMM | Comprehensive Myeloid Next-Generation Sequencing Assay, Bone Marrow | 620042 | Specimen Type | 31208-2 | Specimen source:Prid:Pt:XXX:Nom: | Next-Generation Sequencing (NGS)
2023-03-09 | NGHMM | Comprehensive Myeloid Next-Generation Sequencing Assay, Bone Marrow | 620043 | Indication for Test | 42349-1 | Reason for referral:Find:Pt:^Patient:Nar: | Next-Generation Sequencing (NGS)
2023-03-09 | NGHMM | Comprehensive Myeloid Next-Generation Sequencing Assay, Bone Marrow | 620046 | Clinical Trials | 82786-5 | Identifier:Find:Pt:^Clinical trial protocol:Nom: | Next-Generation Sequencing (NGS)
2023-03-09 | SCCNP | Severe Congenital and Cyclic Neutropenia Gene Panel, Varies | 619882 | Method | 85069-3 | Lab test method:Type:Pt:Specimen:Nom:* | Sequence Capture and Targeted Next-Generation Sequencing (NGS) followed by Polymerase Chain Reaction (PCR) and Sanger Sequencing
2023-03-09 | TELDP | Telomere Biology Disorders Gene Panel, Varies | 619896 | Method | 85069-3 | Lab test method:Type:Pt:Specimen:Nom:* | Sequence Capture and Targeted Next-Generation Sequencing (NGS) followed by Polymerase Chain Reaction (PCR) and Sanger Sequencing
2023-03-09 | VIRID | Viral Susceptibility, Defects in Intrinsic and Innate Immunity, Gene Panel, Varies | 619910 | Method | 85069-3 | Lab test method:Type:Pt:Specimen:Nom:* | Sequence Capture and Targeted Next-Generation Sequencing (NGS)
2023-03-09 | AHLP | AudioloGene Hearing Loss Panel, Varies | 619382 | Method | 85069-3 | Lab test method:Type:Pt:Specimen:Nom:* | Sequence Capture and Amplicon-Based Targeted Next-Generation Sequencing, Polymerase Chain Reaction (PCR), Digital Droplet PCR (ddPCR), Sanger Sequencing, and Gene Dosage Analysis by Multiplex Ligation-Dependent Probe Amplification (MLPA)
2023-03-09 | WNDZ | Wilson Disease, ATP7B Full Gene Sequencing with Deletion/Duplication, Varies | 619419 | Method | 85069-3 | Lab test method:Type:Pt:Specimen:Nom:* | Sequence Capture and Targeted Next-Generation Sequencing (NGS) followed by Polymerase Chain Reaction (PCR) and Sanger Sequencing.
2023-03-09 | ALPSG | Autoimmune Lymphoproliferative Syndrome (ALPS) Gene Panel, Varies | 619756 | Method | 85069-3 | Lab test method:Type:Pt:Specimen:Nom:* | Sequence Capture and Targeted Next-Generation Sequencing (NGS)
2023-03-09 | BTKSG | Bruton Tyrosine Kinase, BTK Full Gene Analysis, Varies | 619770 | Method | 85069-3 | Lab test method:Type:Pt:Specimen:Nom:* | Sequence Capture and Targeted Next-Generation Sequencing (NGS) followed by Polymerase Chain Reaction (PCR) and Sanger Sequencing
2023-03-09 | CFTRN | Cystic Fibrosis Transmembrane Conductance Regulator, CFTR, Full Gene Analysis, Varies | 619784 | Method | 85069-3 | Lab test method:Type:Pt:Specimen:Nom:* | Sequence Capture and Targeted Next-Generation Sequencing (NGS) followed by Polymerase Chain Reaction (PCR) and Sanger Sequencing
2023-03-09 | EBLPD | Epstein Barr Virus (EBV) Susceptibility and Lymphoproliferative Disorders Gene Panel, Varies | 619798 | Method | 85069-3 | Lab test method:Type:Pt:Specimen:Nom:* | Sequence Capture and Targeted Next-Generation Sequencing (NGS) followed by Polymerase Chain Reaction (PCR) and Sanger Sequencing
2023-03-09 | GATAS | GATA-Binding Protein 2, GATA2, Full Gene Analysis, Next-Generation Sequencing, Varies | 619812 | Method | 85069-3 | Lab test method:Type:Pt:Specimen:Nom:* | Sequence Capture and Targeted Next-Generation Sequencing (NGS) followed by Polymerase Chain Reaction (PCR) and Sanger Sequencing
2023-03-09 | HIESG | Hyper-IgE Syndrome Gene Panel, Varies | 619826 | Method | 85069-3 | Lab test method:Type:Pt:Specimen:Nom:* | Sequence Capture and Targeted Next-Generation Sequencing (NGS)
2023-03-09 | HLHGP | Primary Hemophagocytic Lymphohistiocytosis Gene Panel, Varies | 619840 | Method | 85069-3 | Lab test method:Type:Pt:Specimen:Nom:* | Sequence Capture and Targeted Next-Generation Sequencing (NGS) followed by Polymerase Chain Reaction (PCR) and Sanger Sequencing
2023-03-09 | HPANP | Hereditary Pancreatitis Gene Panel, Varies | 619854 | Method | 85069-3 | Lab test method:Type:Pt:Specimen:Nom:* | Sequence Capture and Targeted Next-Generation Sequencing (NGS) followed by Polymerase Chain Reaction (PCR) and Sanger Sequencing
2023-03-09 | IMMAU | Inborn Errors of Immunity with Immune Dysregulation and Autoimmunity Gene Panel, Varies | 619868 | Method | 85069-3 | Lab test method:Type:Pt:Specimen:Nom:* | Sequence Capture and Targeted Next-Generation Sequencing (NGS) followed by Polymerase Chain Reaction (PCR) and Sanger Sequencing
2023-03-09 | GNADM | Hereditary Thrombotic Thrombocytopenic Purpura, ADAMTS13 Gene, Next-Generation Sequencing, Varies | 619239 | Method | 85069-3 | Lab test method:Type:Pt:Specimen:Nom:* | Sequence Capture and Targeted Next-Generation Sequencing (NGS) followed by Polymerase Chain Reaction (PCR) and Sanger Sequencing
2023-03-09 | GNF13 | Factor XIII Deficiency, F13A1 and F13B Genes, Next-Generation Sequencing, Varies | 619155 | Method | 85069-3 | Lab test method:Type:Pt:Specimen:Nom:* | Sequence Capture and Targeted Next-Generation Sequencing followed by Polymerase Chain Reaction (PCR) and Sanger Sequencing
2023-03-09 | GNSPD | Platelet Storage Pool Deficiency Gene Panel, Next-Generation Sequencing, Varies | 619337 | Method | 85069-3 | Lab test method:Type:Pt:Specimen:Nom:* | Sequence Capture and Targeted Next-Generation Sequencing (NGS) followed by Polymerase Chain Reaction (PCR) and Sanger Sequencing
2023-03-09 | GNF11 | Hemophilia C (Factor XI Deficiency), F11 Gene, Next-Generation Sequencing, Varies | 619141 | Method | 85069-3 | Lab test method:Type:Pt:Specimen:Nom:* | Sequence Capture and Targeted Next-Generation Sequencing (NGS) followed by Polymerase Chain Reaction (PCR) and Sanger Sequencing
2023-03-09 | GNHMA | Hemophilia A, F8 Gene, Next-Generation Sequencing, Varies | 619113 | Method | 85069-3 | Lab test method:Type:Pt:Specimen:Nom:* | Sequence Capture and Targeted Next-Generation Sequencing (NGS) followed by Polymerase Chain Reaction (PCR) and Sanger Sequencing
2023-03-07 | MPLFM | MPL Exon 10 Mutation Detection, Bone Marrow | 618663 | Method | 85069-3 | Lab test method:Type:Pt:Specimen:Nom: | Sanger Sequencing
2023-03-07 | MPLFM | MPL Exon 10 Mutation Detection, Bone Marrow | 618664 | Signing Pathologist | 18771-6 | Provider.signing name:Pn:Pt:Report:Nom: | Sanger Sequencing
2023-03-07 | MPLFM | MPL Exon 10 Mutation Detection, Bone Marrow | 618666 | Additional Information | 48767-8 | Annotation comment:Imp:Pt:{system}:Nar: | Sanger Sequencing
2023-03-07 | MPLFM | MPL Exon 10 Mutation Detection, Bone Marrow | 618667 | Disclaimer | 62364-5 | Test performance information:Find:Pt:XXX:Nar: | Sanger Sequencing
2023-03-07 | MPLFM | MPL Exon 10 Mutation Detection, Bone Marrow | 618662 | Final Diagnosis | 69047-9 | Geneticist review:Imp:Pt:XXX:Nar: | Sanger Sequencing
2023-03-07 | CALFM | CALR Mutation Analysis, Myeloproliferative Neoplasm (MPN), Bone Marrow | 618656 | Method | 85069-3 | Lab test method:Type:Pt:Specimen:Nom: | Polymerase Chain Reaction (PCR) and Fragment Analysis
2023-03-07 | CALFM | CALR Mutation Analysis, Myeloproliferative Neoplasm (MPN), Bone Marrow | 618657 | Signing Pathologist | 18771-6 | Provider.signing name:Pn:Pt:Report:Nom: | Polymerase Chain Reaction (PCR) and Fragment Analysis
2023-03-07 | CALFM | CALR Mutation Analysis, Myeloproliferative Neoplasm (MPN), Bone Marrow | 618659 | Additional Information | 48767-8 | Annotation comment:Imp:Pt:{system}:Nar: | Polymerase Chain Reaction (PCR) and Fragment Analysis
2023-03-07 | CALFM | CALR Mutation Analysis, Myeloproliferative Neoplasm (MPN), Bone Marrow | 618660 | Disclaimer | 62364-5 | Test performance information:Find:Pt:XXX:Nar: | Polymerase Chain Reaction (PCR) and Fragment Analysis
2023-03-07 | CALFM | CALR Mutation Analysis, Myeloproliferative Neoplasm (MPN), Bone Marrow | 618655 | Final Diagnosis | 69047-9 | Geneticist review:Imp:Pt:XXX:Nar: | Polymerase Chain Reaction (PCR) and Fragment Analysis
2023-03-07 | JAKFM | JAK2 V617F Mutation Detection, Bone Marrow | 618647 | JAK2 Result | 72333-8 | JAK2 gene.p.Val617Phe:PrThr:Pt:Bone mar:Ord:Molgen | Quantitative Polymerase Chain Reaction (qPCR)
2023-03-07 | JAKFM | JAK2 V617F Mutation Detection, Bone Marrow | 618648 | Final Diagnosis | 69047-9 | Geneticist review:Imp:Pt:XXX:Nar: | Quantitative Polymerase Chain Reaction (qPCR)
2023-03-07 | JAKFM | JAK2 V617F Mutation Detection, Bone Marrow | 618649 | Method | 85069-3 | Lab test method:Type:Pt:Specimen:Nom: | Quantitative Polymerase Chain Reaction (qPCR)
2023-03-07 | JAKFM | JAK2 V617F Mutation Detection, Bone Marrow | 618650 | Signing Pathologist | 18771-6 | Provider.signing name:Pn:Pt:Report:Nom: | Quantitative Polymerase Chain Reaction (qPCR)
2023-03-07 | JAKFM | JAK2 V617F Mutation Detection, Bone Marrow | 618652 | Additional Information | 48767-8 | Annotation comment:Imp:Pt:{system}:Nar: | Quantitative Polymerase Chain Reaction (qPCR)
2023-03-07 | JAKFM | JAK2 V617F Mutation Detection, Bone Marrow | 618653 | Disclaimer | 62364-5 | Test performance information:Find:Pt:XXX:Nar: | Quantitative Polymerase Chain Reaction (qPCR)
2023-03-03 | HIBAG | Histoplasma and Blastomyces Antigen, Enzyme Immunoassay, Serum | 619492 | Histoplasma/Blastomyces Ag Result | 101588-2 | Histoplasma capsulatum+Blastomyces dermatitidis Ag:PrThr:Pt:Ser/Plas:Ord:IA | Enzyme Immunoassay (EIA)
2023-03-03 | HIBAG | Histoplasma and Blastomyces Antigen, Enzyme Immunoassay, Serum | 619493 | Histoplasma/Blastomyces Ag Value | 101589-0 | Histoplasma capsulatum+Blastomyces dermatitidis Ag:MCnc:Pt:Ser/Plas:Qn:IA | Enzyme Immunoassay (EIA)
2023-02-22 | FHCCF | THC Confirmation, MS, SP | Z6273 | Cannabinoids | 48943-5 | Cannabinoids:PrThr:Pt:XXX:Ord:Confirm | Gas Chromatography-Mass Spectrometry (GC-MS)
2023-02-22 | FHCCF | THC Confirmation, MS, SP | Z6274 | Tetrahydrocannabinol (THC) | 73935-9 | Tetrahydrocannabinol:MCnc:Pt:Ser/Plas/Bld:Qn:Confirm | Gas Chromatography-Mass Spectrometry (GC-MS)
2023-02-22 | FHCCF | THC Confirmation, MS, SP | Z6275 | Carboxy-THC | 48944-3 | Carboxy tetrahydrocannabinol:MCnc:Pt:XXX:Qn: | Gas Chromatography-Mass Spectrometry (GC-MS)
2023-02-22 | FHCCF | THC Confirmation, MS, SP | Z6276 | Hydroxy-THC | 48934-4 | 11-Hydroxy delta-9 tetrahydrocannabinol:MCnc:Pt:XXX:Qn: | Gas Chromatography-Mass Spectrometry (GC-MS)
2023-02-22 | FHCCF | THC Confirmation, MS, SP | Z6277 | Cannabidiol | 82964-8 | Cannabidiol:MCnc:Pt:Ser/Plas/Bld:Qn:Confirm | Gas Chromatography-Mass Spectrometry (GC-MS)
2023-02-22 | FER | Semen Analysis, Semen | STAIN | Supravital Stain | 101570-0 | Spermatozoa.normal chromatin/100 spermatozoa:Nfr:Pt:Semen:Qn: | Manual
2023-02-15 | LENT | Enterovirus, Molecular Detection, PCR, Varies | SRC68 | Specimen Source | 31208-2 | Specimen source:Prid:Pt:XXX:Nom: | Real-Time Polymerase Chain Reaction (PCR)/RNA Probe Hybridization
2023-02-15 | PTOX | Toxoplasma gondii, Molecular Detection, PCR, Varies | 81795 | Toxoplasma gondii PCR | 29904-0 | Toxoplasma gondii DNA:PrThr:Pt:XXX:Ord:Probe.amp.tar | Polymerase Chain Reaction (PCR)/DNA Probe Hybridization
2023-02-15 | CIMT | Coccidioides immitis/posadasii, Molecular Detection, PCR, Paraffin, Tissue | CIRR | Coccidioides PCR, FFPE, Result | 95913-0 | Coccidioides sp DNA:PrThr:Pt:Tiss:Ord:Probe.amp.tar | Real-Time Polymerase Chain Reaction (PCR)
2023-02-15 | CIMRP | Coccidioides immitis/posadasii, Molecular Detection, PCR, Varies | 88804 | Coccidioides PCR, Result | 97916-1 | Coccidioides sp DNA:PrThr:Pt:XXX:Ord:Probe.amp.tar | Real-Time Polymerase Chain Reaction (PCR)
2023-02-10 | MBRAF | BRAF V600 Somatic Mutation Analysis, Bone Marrow | 616928 | Interpretation | 59465-5 | Pathologist review:Imp:Pt:XXX:Nar: | Real-Time PCR Amplification and Detection
2023-02-08 | CCP | Cyclic Citrullinated Peptide Antibodies, IgG, Serum | CCP | Cyclic Citrullinated Peptide Ab, S | 33935-8 | Cyclic citrullinated peptide Ab.IgG:ACnc:Pt:Ser/Plas:Qn: | Enzyme-Linked Immunosorbent Assay (ELISA)
2023-02-02 | KIDST | Kidney Stone Analysis | 618163 | Result Comment | 77202-0 | Laboratory comment:Txt:Pt:Report:Nar: | Infrared Spectrum Analysis
2023-02-02 | BOAC | Boron, Serum/Plasma | Z1308 | Boron | 5607-7 | Boron:MCnc:Pt:Ser/Plas:Qn: | Inductively Coupled Plasma/Optical Emission Spectrometry (ICP/OES)
2023-01-31 | CATPF | Cat Epithelium, IgE, with Reflex to Cat Epithelium Components, IgE, Serum | CAT1 | Cat Epithelium, IgE, S | 6833-8 | Cat dander Ab.IgE:ACnc:Pt:Ser:Qn: | Fluorescent Enzyme Immunoassay (FEIA)
2023-01-31 | HRSPF | Horse Dander, IgE with Reflex to Horse Dander Component, IgE, Serum | HORS1 | Horse Dander, IgE, S | 6143-2 | Horse dander Ab.IgE:ACnc:Pt:Ser:Qn: | Fluorescent Enzyme Immunoassay (FEIA)
2023-01-31 | DOGPF | Dog Dander, IgE, with Reflex to Dog Dander Components, IgE, Serum | DOGD1 | Dog Dander, IgE, S | 6098-8 | Dog dander Ab.IgE:ACnc:Pt:Ser:Qn: | Fluorescent Enzyme Immunoassay (FEIA)
2023-01-30 | HGBCE | Hemoglobin Variant, A2 and F Quantitation, Blood | 41928 | Hb F | 32682-7 | Hemoglobin F/Hemoglobin.total:MFr:Pt:Bld:Qn:Electrophoresis | Capillary Electrophoresis
2023-01-30 | HGBCE | Hemoglobin Variant, A2 and F Quantitation, Blood | 41929 | Hb A2 | 4552-6 | Hemoglobin A2/Hemoglobin.total:MFr:Pt:Bld:Qn:Electrophoresis | Capillary Electrophoresis
2023-01-25 | MCSTP | MayoComplete Solid Tumor Panel, Next-Generation Sequencing, Tumor | 610432 | Method | 85069-3 | Lab test method:Type:Pt:Specimen:Nom: | Sequence Capture and Targeted Next-Generation Sequencing (NGS)
2023-01-25 | 3A5Q | Cytochrome P450 3A5 Genotype, Varies | 610121 | Method | 85069-3 | Lab test method:Type:Pt:Specimen:Nom: | Polymerase Chain Reaction (PCR) With Allelic Discrimination Analysis
2023-01-25 | COMTQ | Catechol-O-Methyltransferase (COMT) Genotype, Varies | 610128 | Method | 85069-3 | Lab test method:Type:Pt:Specimen:Nom: | Real-Time Polymerase Chain Reaction (PCR) with Allelic Discrimination Analysis
2023-01-25 | DPYDQ | Dihydropyrimidine Dehydrogenase Genotype, Varies | 610142 | Method | 85069-3 | Lab test method:Type:Pt:Specimen:Nom: | Real-Time Polymerase Chain Reaction (PCR) with Allelic Discrimination Analysis
2023-01-25 | HL58R | HLA-B*5801 Genotype, Allopurinol Hypersensitivity, Varies | 610669 | Method | 85069-3 | Lab test method:Type:Pt:Specimen:Nom: | Qualitative Allele-Specific Real-Time Polymerase Chain Reaction (PCR)
2023-01-25 | IL28Q | Interleukin 28B (IL28B) Variant (rs12979860), Varies | 610149 | Method | 85069-3 | Lab test method:Type:Pt:Specimen:Nom: | Real-Time Polymerase Chain Reaction (PCR) With Allelic Discrimination Analysis
2023-01-25 | PGXQP | Focused Pharmacogenomics Panel, Varies | 610206 | Method | 85069-3 | Lab test method:Type:Pt:Specimen:Nom: | Real Time Polymerase Chain Reaction (RT-PCR) with Allelic Discrimination Analysis/PCR followed by DNA Sequencing, when appropriate
2023-01-25 | PSYQP | Psychotropic Pharmacogenomics Gene Panel, Varies | 610242 | Method | 85069-3 | Lab test method:Type:Pt:Specimen:Nom: | Real-Time Polymerase Chain Reaction (RT-PCR) with Allelic Discrimination Analysis/Qualitative Allele-Specific RT-PCR/PCR followed by Sizing Analysis
2023-01-25 | SLC1Q | Solute Carrier Organic Anion Transporter Family Member 1B1 (SLCO1B1) Genotype, Statin, Varies | 610156 | Method | 85069-3 | Lab test method:Type:Pt:Specimen:Nom: | Real-Time Polymerase Chain Reaction (PCR) with Allelic Discrimination Analysis
2023-01-25 | TPNUQ | Thiopurine Methyltransferase (TPMT) and Nudix Hydrolase (NUDT15) Genotyping, Varies | 610165 | Method | 85069-3 | Lab test method:Type:Pt:Specimen:Nom: | Real-Time Polymerase Chain Reaction (PCR) With Allelic Discrimination Analysis
2023-01-25 | U1A1Q | UDP-Glucuronosyltransferase 1A1 TA Repeat Genotype, UGT1A1, Varies | 610172 | Method | 85069-3 | Lab test method:Type:Pt:Specimen:Nom: | Real-Time Polymerase Chain Reaction (PCR) with Allelic Discrimination Analysis
2023-01-25 | WARSQ | Warfarin Response Genotype, Varies | 610182 | Method | 85069-3 | Lab test method:Type:Pt:Specimen:Nom: | Real-Time Polymerase Chain Reaction (PCR) with Allelic Discrimination Analysis
2023-01-25 | APOL1 | APOL1 Genotype, Varies | 610563 | Method | 85069-3 | Lab test method:Type:Pt:Specimen:Nom: | Real-Time Polymerase Chain Reaction (PCR) with Allelic Discrimination Analysis
2023-01-25 | CARBR | Carbamazepine Hypersensitivity Pharmacogenomics, Varies | 610662 | Method | 85069-3 | Lab test method:Type:Pt:Specimen:Nom: | Qualitative Allele-Specific Real-Time Polymerase Chain Reaction (PCR)
2023-01-25 | 1A2Q | Cytochrome P450 1A2 Genotype, Varies | 610079 | Method | 85069-3 | Lab test method:Type:Pt:Specimen:Nom: | Real-Time Polymerase Chain Reaction (PCR) with Allelic Discrimination Analysis
2023-01-25 | 2B6Q | Cytochrome P450 2B6 Genotype, Varies | 610086 | Method | 85069-3 | Lab test method:Type:Pt:Specimen:Nom: | Real Time-Polymerase Chain Reaction (RT-PCR) with Allelic Discrimination Analysis
2023-01-25 | 2C19R | Cytochrome P450 2C19 Genotype, Varies | 610093 | Method | 85069-3 | Lab test method:Type:Pt:Specimen:Nom: | Real-Time Polymerase Chain Reaction (PCR) with Allelic Discrimination Analysis
2023-01-25 | 2C9QT | Cytochrome P450 2C9 Genotype, Varies | 610100 | Method | 85069-3 | Lab test method:Type:Pt:Specimen:Nom: | Real-Time Polymerase Chain Reaction (PCR) with Allelic Discrimination Analysis
2023-01-25 | 2D6Q | Cytochrome P450 2D6 Comprehensive Cascade, Varies | 610107 | Method | 85069-3 | Lab test method:Type:Pt:Specimen:Nom: | Tier 1: Real Time Polymerase Chain Reaction (PCR) Tier 2: Polymerase Chain Reaction (PCR) followed by DNA Sequence Analysis
2023-01-25 | 3A4Q | Cytochrome P450 3A4 Genotype, Varies | 610114 | Method | 85069-3 | Lab test method:Type:Pt:Specimen:Nom: | Polymerase Chain Reaction (PCR) With Allelic Discrimination Analysis
2023-01-25 | MESOF | Mesothelioma, CDKN2A FISH, Tissue | 609721 | Method | 85069-3 | Lab test method:Type:Pt:Specimen:Nom: | Fluorescence In Situ Hybridization (FISH)
2023-01-25 | AIHL | Aminoglycoside-Induced Hearing Loss, Targeted Variant Testing, Droplet Digital PCR, Varies | 609792 | Method | 85069-3 | Lab test method:Type:Pt:Specimen:Nom: | Droplet Digital Polymerase Chain Reaction (ddPCR)
2023-01-25 | SCARA | Spinocerebellar Ataxia Type 1, 2, 3, 6, or 7, Repeat Expansion Analysis, Varies | 609706 | Method | 85069-3 | Lab test method:Type:Pt:Specimen:Nom: | Polymerase Chain Reaction (PCR)
2023-01-25 | SCAP | Spinocerebellar Ataxia Repeat Expansion Panel, Varies | 609512 | Method | 85069-3 | Lab test method:Type:Pt:Specimen:Nom: | Polymerase Chain Reaction (PCR)
2023-01-25 | AMLAF | Acute Myeloid Leukemia (AML), FISH, Adult, Varies | 609523 | Method | 85069-3 | Lab test method:Type:Pt:Specimen:Nom: | Fluorescence In Situ Hybridization (FISH)
2023-01-25 | AMLPF | Acute Myeloid Leukemia (AML), FISH, Pediatric, Varies | 609533 | Method | 85069-3 | Lab test method:Type:Pt:Specimen:Nom: | Fluorescence In Situ Hybridization (FISH)
2023-01-25 | BALAF | B-Cell Acute Lymphoblastic Leukemia/Lymphoma (ALL), FISH, Adult, Varies | 609543 | Method | 85069-3 | Lab test method:Type:Pt:Specimen:Nom: | Fluorescence In Situ Hybridization (FISH)
2023-01-25 | BALPF | B-Cell Acute Lymphoblastic Leukemia/Lymphoma (ALL), Pediatric, FISH, Varies | 609553 | Method | 85069-3 | Lab test method:Type:Pt:Specimen:Nom: | Fluorescence In Situ Hybridization (FISH)
2023-01-25 | BLBLF | B-Cell Lymphoblastic Leukemia/Lymphoma, FISH, Tissue | 609459 | Method | 85069-3 | Lab test method:Type:Pt:Specimen:Nom: | Fluorescence In Situ Hybridization (FISH)
2023-01-25 | EOSDF | Chronic Eosinophilia, Diagnostic FISH, Varies | 609593 | Method | 85069-3 | Lab test method:Type:Pt:Specimen:Nom: | Fluorescence In Situ Hybridization (FISH)
2023-01-25 | PHLDF | Philadelphia Chromosome-like Acute Lymphoblastic Leukemia (Ph-like ALL), Diagnostic FISH, Varies | 609583 | Method | 85069-3 | Lab test method:Type:Pt:Specimen:Nom: | Fluorescence In Situ Hybridization (FISH)
2023-01-25 | TALAF | T-Cell Acute Lymphoblastic Leukemia/Lymphoma (ALL), FISH, Adult, Varies | 609563 | Method | 85069-3 | Lab test method:Type:Pt:Specimen:Nom: | Fluorescence In Situ Hybridization (FISH)
2023-01-25 | TALPF | T-Cell Acute Lymphoblastic Leukemia/Lymphoma (ALL), FISH, Pediatric, Varies | 609573 | Method | 85069-3 | Lab test method:Type:Pt:Specimen:Nom: | Fluorescence In Situ Hybridization (FISH)
2023-01-25 | AFXN | Friedreich Ataxia, Repeat Expansion Analysis, Varies | 609758 | Method | 85069-3 | Lab test method:Type:Pt:Specimen:Nom: | Polymerase Chain Reaction (PCR)
2023-01-25 | 3MGAP | 3-Methylglutaconic Aciduria Panel, Varies | 608820 | Method | 85069-3 | Lab test method:Type:Pt:Specimen:Nom: | Sequence Capture and Targeted Next-Generation Sequencing (NGS) followed by Polymerase Chain Reaction (PCR) and Sanger Sequencing
2023-01-25 | 2OHGP | 2-Hydroxyglutaric Aciduria Gene Panel, Varies | 608772 | Method | 85069-3 | Lab test method:Type:Pt:Specimen:Nom: | Sequence Capture and Targeted Next-Generation Sequencing followed by Polymerase Chain Reaction (PCR) and Sanger Sequencing
2023-01-25 | GA2P | Glutaric Aciduria Type II Gene Panel, Varies | 608760 | Method | 85069-3 | Lab test method:Type:Pt:Specimen:Nom: | Sequence Capture and Targeted Next-Generation Sequencing followed by Polymerase Chain Reaction (PCR) and Sanger Sequencing.
2023-01-25 | HFAOP | Fatty Acid Oxidation Gene Panel, Varies | 608748 | Method | 85069-3 | Lab test method:Type:Pt:Specimen:Nom: | Sequence Capture and Targeted Next-Generation Sequencing (NGS) followed by Polymerase Chain Reaction (PCR) and Sanger Sequencing
2023-01-25 | MSUDP | Maple Syrup Urine Disease Gene Panel, Varies | 608784 | Method | 85069-3 | Lab test method:Type:Pt:Specimen:Nom: | Sequence Capture and Targeted Next-Generation Sequencing (NGS) followed by Polymerase Chain Reaction (PCR) and Sanger Sequencing.
2023-01-25 | PHEGP | Phenylalanine Disorders Gene Panel, Varies | 608796 | Method | 85069-3 | Lab test method:Type:Pt:Specimen:Nom: | Sequence Capture and Targeted Next-Generation Sequencing followed by Polymerase Chain Reaction (PCR) and Sanger Sequencing
2023-01-25 | TYRGP | Tyrosine Disorders Gene Panel, Varies | 608808 | Method | 85069-3 | Lab test method:Type:Pt:Specimen:Nom: | Sequence Capture and Targeted Next-Generation Sequencing followed by Polymerase Chain Reaction (PCR) and Sanger Sequencing.
2023-01-25 | CYSGP | Cystinuria Gene Panel, Varies | 608736 | Method | 85069-3 | Lab test method:Type:Pt:Specimen:Nom: | Sequence Capture and Targeted Next-Generation Sequencing followed by Polymerase Chain Reaction (PCR) and Sanger Sequencing.
2023-01-25 | DHCRZ | Smith Lemli Opitz Syndrome, DHCR7 Gene, Full Gene Analysis, Varies | 608712 | Method | 85069-3 | Lab test method:Type:Pt:Specimen:Nom: | Sequence Capture and Targeted Next-Generation Sequencing (NGS) followed by Polymerase Chain Reaction (PCR) and Sanger Sequencing
2023-01-25 | HEXBZ | Sandhoff Disease, HEXB Gene, Full Gene Analysis, Varies | 608724 | Method | 85069-3 | Lab test method:Type:Pt:Specimen:Nom: | Sequence Capture and Targeted Next-Generation Sequencing followed by Polymerase Chain Reaction (PCR) and Sanger Sequencing
2023-01-25 | KETGP | Ketone Disorders Gene Panel, Varies | 608700 | Method | 85069-3 | Lab test method:Type:Pt:Specimen:Nom: | Sequence Capture and Targeted Next-Generation Sequencing followed by Polymerase Chain Reaction (PCR) and Sanger Sequencing.
2023-01-25 | MPAGP | Methylmalonic Aciduria-Propionic Aciduria Combined Gene Panel, Varies | 608676 | Method | 85069-3 | Lab test method:Type:Pt:Specimen:Nom: | Sequence Capture and Targeted Next-Generation Sequencing followed by Polymerase Chain Reaction (PCR) and Sanger Sequencing.
2023-01-25 | PCGP | Porphyria Comprehensive Gene Panel, Varies | 608688 | Method | 85069-3 | Lab test method:Type:Pt:Specimen:Nom: | Sequence Capture and Targeted Next-Generation Sequencing (NGS) followed by Polymerase Chain Reaction (PCR) and Sanger Sequencing
2023-01-25 | SARCP | Sarcoma Targeted Gene Fusion/Rearrangement Panel, Next-Generation Sequencing, Tumor | 606434 | Method | 85069-3 | Lab test method:Type:Pt:Specimen:Nom: | Polymerase Chain Reaction (PCR)-based Next-Generation Sequencing (NGS)
2023-01-25 | BRAFD | BRAF V600E/V600K Somatic Mutation Analysis, Tumor | 608235 | Method | 85069-3 | Lab test method:Type:Pt:Specimen:Nom: | Droplet Digital Polymerase Chain Reaction (ddPCR)
2023-01-25 | JAK2P | JAK2 (9p24.1) Rearrangement, Hematologic Disorders, FISH, Tissue | 606828 | Method | 85069-3 | Lab test method:Type:Pt:Specimen:Nom: | Fluorescence In Situ Hybridization (FISH)
2023-01-25 | GALZ | Galactosemia, GALT Gene, Full Gene Analysis, Varies | 608604 | Method | 85069-3 | Lab test method:Type:Pt:Specimen:Nom: | Sequence Capture and Targeted Next-Generation Sequencing (NGS) followed by Polymerase Chain Reaction (PCR) and Sanger Sequencing
2023-01-25 | GSDGP | Glycogen Storage Disease Gene Panel, Varies | 608556 | Method | 85069-3 | Lab test method:Type:Pt:Specimen:Nom: | Sequence Capture and Targeted Next-Generation Sequencing followed by Polymerase Chain Reaction (PCR) and Sanger Sequencing.
2023-01-25 | LSDGP | Lysosomal Storage Disease Gene Panel, Varies | 608544 | Method | 85069-3 | Lab test method:Type:Pt:Specimen:Nom: | Sequence Capture and Targeted Next-Generation Sequencing followed by Polymerase Chain Reaction (PCR) and Sanger Sequencing.
2023-01-25 | NCLGP | Neuronal Ceroid Lipofuscinosis (Batten Disease) Gene Panel, Varies | 608580 | Method | 85069-3 | Lab test method:Type:Pt:Specimen:Nom: | Sequence Capture and Targeted Next-Generation Sequencing followed by Polymerase Chain Reaction (PCR) and Sanger Sequencing
2023-01-25 | PDGP | Peroxisomal Disorder Gene Panel, Varies | 608568 | Method | 85069-3 | Lab test method:Type:Pt:Specimen:Nom: | Sequence Capture and Targeted Next-Generation Sequencing followed by Polymerase Chain Reaction (PCR) and Sanger Sequencing.
2023-01-25 | APGP | Acute Porphyria Gene Panel, Varies | 608592 | Method | 85069-3 | Lab test method:Type:Pt:Specimen:Nom: | Sequence Capture and Targeted Next-Generation Sequencing (NGS) followed by Polymerase Chain Reaction (PCR) and Sanger Sequencing
2023-01-25 | CDGGP | Congenital Disorders of Glycosylation Gene Panel, Varies | 608532 | Method | 85069-3 | Lab test method:Type:Pt:Specimen:Nom: | Sequence Capture and Targeted Next-Generation Sequencing followed by Polymerase Chain Reaction (PCR) and Sanger Sequencing
2023-01-25 | CHLGP | Cholestasis Gene Panel, Varies | 608628 | Method | 85069-3 | Lab test method:Type:Pt:Specimen:Nom: | Sequence Capture and Targeted Next-Generation Sequencing followed by Polymerase Chain Reaction (PCR) and Sanger Sequencing.
2023-01-25 | CLADP | Congenital Lactic Acidosis Panel, Varies | 608640 | Method | 85069-3 | Lab test method:Type:Pt:Specimen:Nom: | Sequence Capture and Targeted Next-Generation Sequencing followed by Polymerase Chain Reaction (PCR) and Sanger Sequencing/Long-Range Polymerase Chain Reaction (L-RPCR) followed by Next-Generation Sequencing (NGS)
2023-01-25 | MMAGP | Methylmalonic Aciduria Gene Panel, Varies | 608664 | Method | 85069-3 | Lab test method:Type:Pt:Specimen:Nom: | Sequence Capture and Targeted Next-Generation Sequencing (NGS) followed by Polymerase Chain Reaction (PCR) and Sanger Sequencing
2023-01-25 | UCDP | Urea Cycle Disorders Gene Panel, Varies | 608652 | Method | 85069-3 | Lab test method:Type:Pt:Specimen:Nom: | Sequence Capture and Targeted Next-Generation Sequencing (NGS) followed by Polymerase Chain Reaction (PCR) and Sanger Sequencing
2023-01-25 | CFSMN | Cystic Fibrosis and Spinal Muscular Atrophy Carrier Screen Panel, Varies | 608354 | Method | 85069-3 | Lab test method:Type:Pt:Specimen:Nom: | Targeted Genotyping Array
2023-01-25 | CSFP | Carrier Screen, Focused Panel, Varies | 608344 | Method | 85069-3 | Lab test method:Type:Pt:Specimen:Nom: | Targeted Genotyping Array/Polymerase Chain Reaction (PCR)
2023-01-25 | BRAFB | Cell-Free DNA BRAF V600, Blood | 606201 | Method | 85069-3 | Lab test method:Type:Pt:Specimen:Nom: | Digital Droplet Polymerase Chain Reaction (ddPCR)
2023-01-25 | MPCDS | mSMART, Plasma Cell Proliferative Disorder, FISH, Bone Marrow | 606099 | Method | 85069-3 | Lab test method:Type:Pt:Specimen:Nom: | Only orderable as part of a profile. For more information see MSMRT / Mayo Algorithmic Approach for Stratification of Myeloma and Risk-Adapted Therapy Report, Bone Marrow. Fluorescence In Situ Hybridization (FISH)
2023-01-25 | GALMP | Galactosemia, GALT Gene, Variant Panel, Varies | 606348 | Method | 85069-3 | Lab test method:Type:Pt:Specimen:Nom: | Targeted Genotyping Array
2023-01-25 | H2MT | HER2 Amplification, Miscellaneous Tumor, FISH, Tissue | 603103 | Method | 85069-3 | Lab test method:Type:Pt:Specimen:Nom: | Fluorescence In Situ Hybridization (FISH)
2023-01-25 | SLL | Small Lymphocytic Lymphoma, FISH, Tissue | 603136 | Method | 85069-3 | Lab test method:Type:Pt:Specimen:Nom: | Fluorescence In Situ Hybridization (FISH)
2023-01-25 | TLYM | T-Cell Lymphoma, FISH, Tissue | 603147 | Method | 85069-3 | Lab test method:Type:Pt:Specimen:Nom: | Fluorescence In Situ Hybridization (FISH)
2023-01-25 | PCPDS | Plasma Cell Proliferative Disorder, High Risk with Reflex Probes, Diagnostic FISH Evaluation, Bone Marrow | 606086 | Method | 85069-3 | Lab test method:Type:Pt:Specimen:Nom: | PCPDS, PCPDB: Fluorescence In Situ Hybridization (FISH) CSPCF: Flow Cytometric Cell Selection
2023-01-25 | CGPH | Custom Gene Panel, Hereditary, Next-Generation Sequencing, Varies | 606044 | Method | 85069-3 | Lab test method:Type:Pt:Specimen:Nom: | Sequence Capture and Next-Generation Sequencing (NGS)/Polymerase Chain Reaction (PCR), Sanger Sequencing or Multiplex Ligation-Dependent Probe Amplification (MLPA)
2023-01-25 | CFMP | Cystic Fibrosis, CFTR Gene, Variant Panel, Varies | 606031 | Method | 85069-3 | Lab test method:Type:Pt:Specimen:Nom: | Targeted Genotyping Array
2023-01-25 | BLYM | B-Cell Lymphoma, FISH, Tissue | 603070 | Method | 85069-3 | Lab test method:Type:Pt:Specimen:Nom: | Fluorescence In Situ Hybridization (FISH)
2023-01-25 | H2BR | HER2 Amplification Associated with Breast Cancer, FISH, Tissue | 603081 | Method | 85069-3 | Lab test method:Type:Pt:Specimen:Nom: | Fluorescence In Situ Hybridization (FISH)
2023-01-25 | H2GE | HER2 Amplification Associated with Gastroesophageal Cancer, FISH, Tissue | 603092 | Method | 85069-3 | Lab test method:Type:Pt:Specimen:Nom: | Fluorescence In Situ Hybridization (FISH)
2023-01-25 | COGBF | B-Cell Acute Lymphoblastic Leukemia/Lymphoma (ALL), Children's Oncology Group Enrollment Testing, FISH, Varies | 602302 | Method | 85069-3 | Lab test method:Type:Pt:Specimen:Nom: | Fluorescence In Situ Hybridization (FISH)
2023-01-25 | COGBL | Chromosome Analysis, Hematologic Disorders, Children's Oncology Group Enrollment Testing, Blood | 602320 | Method | 85069-3 | Lab test method:Type:Pt:Specimen:Nom: | Cell Culture without Mitogens followed by Chromosome Analysis
2023-01-25 | COGBM | Chromosome Analysis, Hematologic Disorders, Children's Oncology Group Enrollment Testing, Bone Marrow | 602311 | Method | 85069-3 | Lab test method:Type:Pt:Specimen:Nom: | Cell Culture without Mitogens followed by Chromosome Analysis
2023-01-25 | COGMF | Acute Myeloid Leukemia (AML), Children's Oncology Group Enrollment Testing, FISH, Varies | 602282 | Method | 85069-3 | Lab test method:Type:Pt:Specimen:Nom: | Fluorescence In Situ Hybridization (FISH)
2023-01-25 | COGTF | T-Cell Acute Lymphoblastic Leukemia/Lymphoma (ALL), Children's Oncology Group Enrollment Testing, FISH, Varies | 602292 | Method | 85069-3 | Lab test method:Type:Pt:Specimen:Nom: | Fluorescence In Situ Hybridization (FISH)
2023-01-25 | C9ORF | C9orf72 Hexanucleotide Repeat, Molecular Analysis, Varies | 55158 | Method | 85069-3 | Lab test method:Type:Pt:Specimen:Nom: | Polymerase Chain Reaction (PCR)
2023-01-25 | CMAPC | Chromosomal Microarray, Autopsy, Products of Conception, or Stillbirth | 55258 | Method | 85069-3 | Lab test method:Type:Pt:Specimen:Nom: | Chromosomal Microarray (CMA)
2023-01-25 | FGF1F | FGFR1 (8p11.2) Amplification, FISH, Tissue | 55220 | Method | 85069-3 | Lab test method:Type:Pt:Specimen:Nom: | Fluorescence In Situ Hybridization (FISH)
2023-01-25 | MAMLF | MAML2 (11q21) Rearrangement, Mucoepidermoid Carcinoma (MEC), FISH, Tissue | 55136 | Method | 85069-3 | Lab test method:Type:Pt:Specimen:Nom: | Fluorescence In Situ Hybridization (FISH)
2023-01-25 | MATCC | Maternal Cell Contamination, Molecular Analysis, Varies | 55150 | Method | 85069-3 | Lab test method:Type:Pt:Specimen:Nom: | Polymerase Chain Reaction (PCR) based comparison of Microsatellite Markers
2023-01-25 | METF | MET (7q31), FISH, Tissue | 55210 | Method | 85069-3 | Lab test method:Type:Pt:Specimen:Nom: | Fluorescence In Situ Hybridization (FISH)
2023-01-25 | MASF | Angiosarcoma, MYC (8q24) Amplification, FISH, Tissue | 54613 | Method | 85069-3 | Lab test method:Type:Pt:Specimen:Nom: | Fluorescence In Situ Hybridization (FISH)
2023-01-25 | CMAH | Chromosomal Microarray, Hematologic Disorders, Varies | 54726 | Method | 85069-3 | Lab test method:Type:Pt:Specimen:Nom: | Chromosomal Microarray (CMA)
2023-01-25 | CMAP | Chromosomal Microarray, Prenatal, Amniotic Fluid/Chorionic Villus Sampling | 54719 | Method | 85069-3 | Lab test method:Type:Pt:Specimen:Nom: | Chromosomal Microarray (CMA)
2023-01-25 | CMAPT | Chromosomal Microarray, Tumor, Formalin-Fixed Paraffin-Embedded | 54741 | Method | 85069-3 | Lab test method:Type:Pt:Specimen:Nom: | Chromosomal Microarray (CMA)
2023-01-25 | CMAT | Chromosomal Microarray, Tumor, Fresh or Frozen | 54733 | Method | 85069-3 | Lab test method:Type:Pt:Specimen:Nom: | Chromosomal Microarray (CMA)
2023-01-25 | MDM2F | MDM2 (12q15) Amplification, Well-Differentiated Liposarcoma/Atypical Lipomatous Tumor, FISH, Tissue | 55132 | Method | 85069-3 | Lab test method:Type:Pt:Specimen:Nom: | Fluorescence In Situ Hybridization (FISH)
2023-01-25 | PDGF | PDGFB (22q13), Dermatofibrosarcoma Protuberans/Giant Cell Fibroblastoma, FISH, Tissue | 55130 | Method | 85069-3 | Lab test method:Type:Pt:Specimen:Nom: | Fluorescence In Situ Hybridization (FISH)
2023-01-25 | SGTF | MYB (6q23) Rearrangement FISH, Tissue | 54622 | Method | 85069-3 | Lab test method:Type:Pt:Specimen:Nom: | Fluorescence In Situ Hybridization (FISH)
2023-01-25 | USPF | USP6 (17p13), Aneurysmal Bone Cyst and Nodular Fasciitis, FISH, Tissue | 55134 | Method | 85069-3 | Lab test method:Type:Pt:Specimen:Nom: | Fluorescence In Situ Hybridization (FISH)
2023-01-25 | MULT | Zygosity Testing (Multiple Births), Varies | 53327 | Method | 85069-3 | Lab test method:Type:Pt:Specimen:Nom: | Polymerase Chain Reaction (PCR)/Microsatellite Markers
2023-01-25 | PPAP | Parental Sample Prep for Prenatal Microarray Testing, Blood | 53339 | Method | 85069-3 | Lab test method:Type:Pt:Specimen:Nom: | DNA Extraction/Cell Culture
2023-01-25 | UNIPD | Uniparental Disomy, Varies | 53362 | Method | 85069-3 | Lab test method:Type:Pt:Specimen:Nom: | Polymerase Chain Reaction (PCR)/Microsatellite markers
2023-01-25 | CHRBM | Chromosome Analysis, Hematologic Disorders, Bone Marrow | 52364 | Method | 85069-3 | Lab test method:Type:Pt:Specimen:Nom: | Cell Culture without Mitogens followed by Chromosome Analysis
2023-01-25 | CHRCB | Chromosome Analysis, Congenital Disorders, Blood | 52372 | Method | 85069-3 | Lab test method:Type:Pt:Specimen:Nom: | Cell Culture with Mitogens followed by Chromosome Analysis
2023-01-25 | CHRCV | Chromosome Analysis, Chorionic Villus Sampling | 52325 | Method | 85069-3 | Lab test method:Type:Pt:Specimen:Nom: | Cell Culture Followed by Chromosome Analysis
2023-01-25 | CHRHB | Chromosome Analysis, Hematologic Disorders, Blood | 52397 | Method | 85069-3 | Lab test method:Type:Pt:Specimen:Nom: | Cell Culture without Mitogens followed by Chromosome Analysis
2023-01-25 | CMACB | Chromosomal Microarray, Congenital, Blood | 52403 | Method | 85069-3 | Lab test method:Type:Pt:Specimen:Nom: | Chromosomal Microarray (CMA)
2023-01-25 | CMAFF | Chromosomal Microarray (CMA) Familial Testing, FISH | 52410 | Method | 85069-3 | Lab test method:Type:Pt:Specimen:Nom: | Fluorescence In Situ Hybridization (FISH)
2023-01-25 | CULFB | Fibroblast Culture for Biochemical or Molecular Testing, Chorionic Villi/Products of Conception/Tissue | 52332 | Method | 85069-3 | Lab test method:Type:Pt:Specimen:Nom: | Cell Culture
2023-01-25 | FXS | Fragile X Syndrome, Molecular Analysis, Varies | 52876 | Method | 85069-3 | Lab test method:Type:Pt:Specimen:Nom: | Polymerase Chain Reaction (PCR)
2023-01-25 | ATHL | Alpha-Globin Gene Analysis | 52839 | Method | 85069-3 | Lab test method:Type:Pt:Specimen:Nom: | Only orderable as part of a profile. For more information see ATHAL / Alpha-Globin Gene Analysis.
2023-01-25 | GLIOF | 1p/19q Deletion in Gliomas, FISH, Tissue | 52113 | Method | 85069-3 | Lab test method:Type:Pt:Specimen:Nom: | Fluorescence In Situ Hybridization (FISH) Using DNA Probes
2023-01-25 | CHRAF | Chromosome Analysis, Amniotic Fluid | 52302 | Method | 85069-3 | Lab test method:Type:Pt:Specimen:Nom: | Cell Culture followed by Chromosome Analysis
2023-01-25 | CHRTI | Chromosome Analysis, Skin Biopsy | 52317 | Method | 85069-3 | Lab test method:Type:Pt:Specimen:Nom: | Cell Culture followed by Chromosome Analysis
2023-01-25 | CULAF | Culture for Genetic Testing, Amniotic Fluid | 52309 | Method | 85069-3 | Lab test method:Type:Pt:Specimen:Nom: | Cell Culture
2023-01-25 | DDITF | Myxoid/Round Cell Liposarcoma, 12q13 (DDIT3 or CHOP) Rearrangement, FISH, Tissue | 52161 | Method | 85069-3 | Lab test method:Type:Pt:Specimen:Nom: | Fluorescence In Situ Hybridization (FISH)
2023-01-25 | ESTUF | Endometrial Stromal Tumors (EST), 7p15 (JAZF1), 6p21.32 (PHF1), 17p13.3 (YWHAE) Rearrangement, FISH, Tissue | 52153 | Method | 85069-3 | Lab test method:Type:Pt:Specimen:Nom: | Fluorescence In Situ Hybridization (FISH)
2023-01-25 | EWSF | Ewing Sarcoma, 22q12 (EWSR1) Rearrangement, FISH, Tissue | 52193 | Method | 85069-3 | Lab test method:Type:Pt:Specimen:Nom: | Fluorescence In Situ Hybridization (FISH)
2023-01-25 | FOXOF | Alveolar Rhabdomyosarcoma (ARMS), 13q14 (FOXO1 or FKHR) Rearrangement, FISH, Tissue | 52217 | Method | 85069-3 | Lab test method:Type:Pt:Specimen:Nom: | Fluorescence In Situ Hybridization (FISH)
2023-01-25 | FUSF | Low-Grade Fibromyxoid Sarcoma (LGFMS), 16p11.2 (FUS or TLS) Rearrangement, FISH, Tissue | 52233 | Method | 85069-3 | Lab test method:Type:Pt:Specimen:Nom: | Fluorescence In Situ Hybridization (FISH)
2023-01-25 | HOLDC | Hematologic Disorders, Chromosome Hold, Varies | 52295 | Method | 85069-3 | Lab test method:Type:Pt:Specimen:Nom: | Direct Preparation of Specimen
2023-01-25 | IMTF | Inflammatory Myofibroblastic Tumors (IMT), 2p23 (ALK) Rearrangement, FISH, Tissue | 52177 | Method | 85069-3 | Lab test method:Type:Pt:Specimen:Nom: | Fluorescence In Situ Hybridization (FISH)
2023-01-25 | LCAF | Lung Cancer, ALK (2p23) Rearrangement, FISH, Tissue | 52121 | Method | 85069-3 | Lab test method:Type:Pt:Specimen:Nom: | Fluorescence In Situ Hybridization (FISH)
2023-01-25 | MISCF | Miscellaneous Studies Using Chromosome-Specific Probes, FISH | 52169 | Method | 85069-3 | Lab test method:Type:Pt:Specimen:Nom: | Fluorescence In Situ Hybridization (FISH)
2023-01-25 | MSTF | Myeloid Sarcoma, FISH, Tissue | 52089 | Method | 85069-3 | Lab test method:Type:Pt:Specimen:Nom: | Fluorescence In Situ Hybridization (FISH)
2023-01-25 | PLASF | Plasma Cell Proliferative Disorder, FISH, Tissue | 52225 | Method | 85069-3 | Lab test method:Type:Pt:Specimen:Nom: | Fluorescence In Situ Hybridization (FISH)
2023-01-25 | RETF | Lung Cancer, RET (10q11) Rearrangement, FISH, Tissue | 52249 | Method | 85069-3 | Lab test method:Type:Pt:Specimen:Nom: | Fluorescence In Situ Hybridization (FISH)
2023-01-25 | ROS1F | Lung Cancer, ROS1 (6q22) Rearrangement, FISH, Tissue | 52241 | Method | 85069-3 | Lab test method:Type:Pt:Specimen:Nom: | Fluorescence In Situ Hybridization (FISH)
2023-01-25 | SS18F | Synovial Sarcoma (SS), 18q11.2 (SS18 or SYT) Rearrangement, FISH, Tissue | 52137 | Method | 85069-3 | Lab test method:Type:Pt:Specimen:Nom: | Fluorescence In Situ Hybridization (FISH)
2023-01-25 | TFE3F | Alveolar Soft Part Sarcoma (ASPS)/Renal Cell Carcinoma (RCC), Xp11.23 (TFE3), FISH, Tissue | 52097 | Method | 85069-3 | Lab test method:Type:Pt:Specimen:Nom: | Fluorescence In Situ Hybridization (FISH)
2023-01-25 | GCTF | Germ Cell Tumor (GCT), Isochromosome 12p, FISH, Tissue | 52056 | Method | 85069-3 | Lab test method:Type:Pt:Specimen:Nom: | Fluorescence In Situ Hybridization (FISH)
2023-01-25 | SCTF | Sex Chromosome Determination, FISH, Tissue | 52082 | Method | 85069-3 | Lab test method:Type:Pt:Specimen:Nom: | Fluorescence In Situ Hybridization (FISH)
2023-01-25 | SRYF | Sex-Determining Region Y, Yp11.3 Deletion, FISH | 52007 | Method | 85069-3 | Lab test method:Type:Pt:Specimen:Nom: | Fluorescence In Situ Hybridization (FISH)
2023-01-25 | DD22F | 22q11.2 Deletion/Duplication, FISH, Varies | 51855 | Method | 85069-3 | Lab test method:Type:Pt:Specimen:Nom: | Fluorescence In Situ Hybridization (FISH)
2023-01-25 | HOLDF | Hematologic Disorders, Fluorescence In Situ Hybridization (FISH) Hold, Varies | 51841 | Method | 85069-3 | Lab test method:Type:Pt:Specimen:Nom: | Direct Preparation of Specimen
2023-01-25 | NADF | Newborn Aneuploidy Detection, FISH, Blood | 51935 | Method | 85069-3 | Lab test method:Type:Pt:Specimen:Nom: | Fluorescence In Situ Hybridization (FISH)
2023-01-25 | PADF | Prenatal Aneuploidy Detection, FISH | 51941 | Method | 85069-3 | Lab test method:Type:Pt:Specimen:Nom: | Fluorescence In Situ Hybridization (FISH)
2023-01-25 | XYMF | Known 45,X, Mosaicism Reflex Analysis, FISH, Whole Blood | 51849 | Method | 85069-3 | Lab test method:Type:Pt:Specimen:Nom: | Fluorescence In Situ Hybridization (FISH)
2023-01-25 | PRKAF | Fibrolamellar Carcinoma, 19p13.1 (PRKACA) Rearrangement, FISH, Tissue | 40676 | Method | 85069-3 | Lab test method:Type:Pt:Specimen:Nom: | Fluorescence In Situ Hybridization (FISH)
2023-01-25 | CMAMT | Chromosomal Microarray, Autopsy/Products of Conception/Stillbirth, Tissue | 44013 | Method | 85069-3 | Lab test method:Type:Pt:Specimen:Nom: | Chromosomal Microarray (CMA)
2023-01-25 | ETV6F | ETV6 (12p13.2) Rearrangement, FISH, Tissue | 46844 | Method | 85069-3 | Lab test method:Type:Pt:Specimen:Nom: | Fluorescence In Situ Hybridization (FISH)
2023-01-25 | FFRBS | Friedreich Ataxia, Frataxin, Quantitative, Blood Spot | 32250 | Method | 85069-3 | Lab test method:Type:Pt:Specimen:Nom: | Immunoassay
2023-01-25 | FFRWB | Friedreich Ataxia, Frataxin, Quantitative, Blood | 32254 | Method | 85069-3 | Lab test method:Type:Pt:Specimen:Nom: | Immunoassay
2023-01-25 | FMTT | Familial Variant, Targeted Testing, Varies | 36534 | Method | 85069-3 | Lab test method:Type:Pt:Specimen:Nom: | Polymerase Chain Reaction (PCR) followed by DNA Sequencing Analysis, Gene Dosage Analysis by Multiplex Ligation-Dependent Probe Amplification (MLPA), and/or Quantitative Polymerase Chain Reaction (qPCR)
2023-01-25 | FGFR2 | FGFR2 (10q26.1) Rearrangement, FISH, Tissue | 38101 | Method | 85069-3 | Lab test method:Type:Pt:Specimen:Nom: | Fluorescence In Situ Hybridization (FISH)
2023-01-25 | CHFXH | Chromosome Analysis, Hematologic Disorders, Fixed Cells | 38493 | Method | 85069-3 | Lab test method:Type:Pt:Specimen:Nom: | Chromosome Analysis
2023-01-25 | TLBLF | T-Lymphoblastic Leukemia/Lymphoma, FISH, Tissue | 113473 | Method | 85069-3 | Lab test method:Type:Pt:Specimen:Nom: | Fluorescence In Situ Hybridization (FISH)
2023-01-25 | VIRID | Viral Susceptibility, Defects in Intrinsic and Innate Immunity, Gene Panel, Varies | 619901 | Test Description | 62364-5 | Test performance information:Find:Pt:XXX:Nar: | Sequence Capture and Targeted Next-Generation Sequencing (NGS)
2023-01-25 | VIRID | Viral Susceptibility, Defects in Intrinsic and Innate Immunity, Gene Panel, Varies | 619902 | Specimen | 31208-2 | Specimen source:Prid:Pt:XXX:Nom: | Sequence Capture and Targeted Next-Generation Sequencing (NGS)
2023-01-25 | VIRID | Viral Susceptibility, Defects in Intrinsic and Innate Immunity, Gene Panel, Varies | 619903 | Source | 31208-2 | Specimen source:Prid:Pt:XXX:Nom: | Sequence Capture and Targeted Next-Generation Sequencing (NGS)
2023-01-25 | VIRID | Viral Susceptibility, Defects in Intrinsic and Innate Immunity, Gene Panel, Varies | 619904 | Result Summary | 50397-9 | Molecular diagnostic overall interpretation:PrThr:Pt:Bld/Tiss:Ord:Molgen | Sequence Capture and Targeted Next-Generation Sequencing (NGS)
2023-01-25 | VIRID | Viral Susceptibility, Defects in Intrinsic and Innate Immunity, Gene Panel, Varies | 619905 | Result | 82939-0 | Genetic variant details:Find:Pt:Bld/Tiss:Nar:Molgen | Sequence Capture and Targeted Next-Generation Sequencing (NGS)
2023-01-25 | VIRID | Viral Susceptibility, Defects in Intrinsic and Innate Immunity, Gene Panel, Varies | 619906 | Interpretation | 69047-9 | Geneticist review:Imp:Pt:XXX:Nar: | Sequence Capture and Targeted Next-Generation Sequencing (NGS)
2023-01-25 | VIRID | Viral Susceptibility, Defects in Intrinsic and Innate Immunity, Gene Panel, Varies | 619908 | Resources | 99622-3 | Resource information for patient:Find:Pt:^Patient:Doc: | Sequence Capture and Targeted Next-Generation Sequencing (NGS)
2023-01-25 | VIRID | Viral Susceptibility, Defects in Intrinsic and Innate Immunity, Gene Panel, Varies | 619909 | Additional Information | 48767-8 | Annotation comment:Imp:Pt:{system}:Nar: | Sequence Capture and Targeted Next-Generation Sequencing (NGS)
2023-01-25 | VIRID | Viral Susceptibility, Defects in Intrinsic and Innate Immunity, Gene Panel, Varies | 619911 | Genes Analyzed | 82939-0 | Genetic variant details:Find:Pt:Bld/Tiss:Nar:Molgen | Sequence Capture and Targeted Next-Generation Sequencing (NGS)
2023-01-25 | VIRID | Viral Susceptibility, Defects in Intrinsic and Innate Immunity, Gene Panel, Varies | 619912 | Disclaimer | 62364-5 | Test performance information:Find:Pt:XXX:Nar: | Sequence Capture and Targeted Next-Generation Sequencing (NGS)
2023-01-25 | VIRID | Viral Susceptibility, Defects in Intrinsic and Innate Immunity, Gene Panel, Varies | 619913 | Released By | 18771-6 | Provider.signing name:Pn:Pt:Report:Nom: | Sequence Capture and Targeted Next-Generation Sequencing (NGS)
2023-01-25 | TELDP | Telomere Biology Disorders Gene Panel, Varies | 619894 | Resources | 99622-3 | Resource information for patient:Find:Pt:^Patient:Doc: | Sequence Capture and Targeted Next-Generation Sequencing (NGS) followed by Polymerase Chain Reaction (PCR) and Sanger Sequencing
2023-01-25 | TELDP | Telomere Biology Disorders Gene Panel, Varies | 619895 | Additional Information | 48767-8 | Annotation comment:Imp:Pt:{system}:Nar: | Sequence Capture and Targeted Next-Generation Sequencing (NGS) followed by Polymerase Chain Reaction (PCR) and Sanger Sequencing
2023-01-25 | TELDP | Telomere Biology Disorders Gene Panel, Varies | 619897 | Genes Analyzed | 82939-0 | Genetic variant details:Find:Pt:Bld/Tiss:Nar:Molgen | Sequence Capture and Targeted Next-Generation Sequencing (NGS) followed by Polymerase Chain Reaction (PCR) and Sanger Sequencing
2023-01-25 | TELDP | Telomere Biology Disorders Gene Panel, Varies | 619898 | Disclaimer | 62364-5 | Test performance information:Find:Pt:XXX:Nar: | Sequence Capture and Targeted Next-Generation Sequencing (NGS) followed by Polymerase Chain Reaction (PCR) and Sanger Sequencing
2023-01-25 | TELDP | Telomere Biology Disorders Gene Panel, Varies | 619899 | Released By | 18771-6 | Provider.signing name:Pn:Pt:Report:Nom: | Sequence Capture and Targeted Next-Generation Sequencing (NGS) followed by Polymerase Chain Reaction (PCR) and Sanger Sequencing
2023-01-25 | TELDP | Telomere Biology Disorders Gene Panel, Varies | 619887 | Test Description | 62364-5 | Test performance information:Find:Pt:XXX:Nar: | Sequence Capture and Targeted Next-Generation Sequencing (NGS) followed by Polymerase Chain Reaction (PCR) and Sanger Sequencing
2023-01-25 | TELDP | Telomere Biology Disorders Gene Panel, Varies | 619888 | Specimen | 31208-2 | Specimen source:Prid:Pt:XXX:Nom: | Sequence Capture and Targeted Next-Generation Sequencing (NGS) followed by Polymerase Chain Reaction (PCR) and Sanger Sequencing
2023-01-25 | TELDP | Telomere Biology Disorders Gene Panel, Varies | 619889 | Source | 31208-2 | Specimen source:Prid:Pt:XXX:Nom: | Sequence Capture and Targeted Next-Generation Sequencing (NGS) followed by Polymerase Chain Reaction (PCR) and Sanger Sequencing
2023-01-25 | TELDP | Telomere Biology Disorders Gene Panel, Varies | 619890 | Result Summary | 50397-9 | Molecular diagnostic overall interpretation:PrThr:Pt:Bld/Tiss:Ord:Molgen | Sequence Capture and Targeted Next-Generation Sequencing (NGS) followed by Polymerase Chain Reaction (PCR) and Sanger Sequencing
2023-01-25 | TELDP | Telomere Biology Disorders Gene Panel, Varies | 619891 | Result | 82939-0 | Genetic variant details:Find:Pt:Bld/Tiss:Nar:Molgen | Sequence Capture and Targeted Next-Generation Sequencing (NGS) followed by Polymerase Chain Reaction (PCR) and Sanger Sequencing
2023-01-25 | TELDP | Telomere Biology Disorders Gene Panel, Varies | 619892 | Interpretation | 69047-9 | Geneticist review:Imp:Pt:XXX:Nar: | Sequence Capture and Targeted Next-Generation Sequencing (NGS) followed by Polymerase Chain Reaction (PCR) and Sanger Sequencing
2023-01-25 | SCCNP | Severe Congenital and Cyclic Neutropenia Gene Panel, Varies | 619873 | Test Description | 62364-5 | Test performance information:Find:Pt:XXX:Nar: | Sequence Capture and Targeted Next-Generation Sequencing (NGS) followed by Polymerase Chain Reaction (PCR) and Sanger Sequencing
2023-01-25 | SCCNP | Severe Congenital and Cyclic Neutropenia Gene Panel, Varies | 619874 | Specimen | 31208-2 | Specimen source:Prid:Pt:XXX:Nom: | Sequence Capture and Targeted Next-Generation Sequencing (NGS) followed by Polymerase Chain Reaction (PCR) and Sanger Sequencing
2023-01-25 | SCCNP | Severe Congenital and Cyclic Neutropenia Gene Panel, Varies | 619875 | Source | 31208-2 | Specimen source:Prid:Pt:XXX:Nom: | Sequence Capture and Targeted Next-Generation Sequencing (NGS) followed by Polymerase Chain Reaction (PCR) and Sanger Sequencing
2023-01-25 | SCCNP | Severe Congenital and Cyclic Neutropenia Gene Panel, Varies | 619876 | Result Summary | 50397-9 | Molecular diagnostic overall interpretation:PrThr:Pt:Bld/Tiss:Ord:Molgen | Sequence Capture and Targeted Next-Generation Sequencing (NGS) followed by Polymerase Chain Reaction (PCR) and Sanger Sequencing
2023-01-25 | SCCNP | Severe Congenital and Cyclic Neutropenia Gene Panel, Varies | 619877 | Result | 82939-0 | Genetic variant details:Find:Pt:Bld/Tiss:Nar:Molgen | Sequence Capture and Targeted Next-Generation Sequencing (NGS) followed by Polymerase Chain Reaction (PCR) and Sanger Sequencing
2023-01-25 | SCCNP | Severe Congenital and Cyclic Neutropenia Gene Panel, Varies | 619878 | Interpretation | 69047-9 | Geneticist review:Imp:Pt:XXX:Nar: | Sequence Capture and Targeted Next-Generation Sequencing (NGS) followed by Polymerase Chain Reaction (PCR) and Sanger Sequencing
2023-01-25 | SCCNP | Severe Congenital and Cyclic Neutropenia Gene Panel, Varies | 619880 | Resources | 99622-3 | Resource information for patient:Find:Pt:^Patient:Doc: | Sequence Capture and Targeted Next-Generation Sequencing (NGS) followed by Polymerase Chain Reaction (PCR) and Sanger Sequencing
2023-01-25 | SCCNP | Severe Congenital and Cyclic Neutropenia Gene Panel, Varies | 619881 | Additional Information | 48767-8 | Annotation comment:Imp:Pt:{system}:Nar: | Sequence Capture and Targeted Next-Generation Sequencing (NGS) followed by Polymerase Chain Reaction (PCR) and Sanger Sequencing
2023-01-25 | SCCNP | Severe Congenital and Cyclic Neutropenia Gene Panel, Varies | 619883 | Genes Analyzed | 82939-0 | Genetic variant details:Find:Pt:Bld/Tiss:Nar:Molgen | Sequence Capture and Targeted Next-Generation Sequencing (NGS) followed by Polymerase Chain Reaction (PCR) and Sanger Sequencing
2023-01-25 | SCCNP | Severe Congenital and Cyclic Neutropenia Gene Panel, Varies | 619884 | Disclaimer | 62364-5 | Test performance information:Find:Pt:XXX:Nar: | Sequence Capture and Targeted Next-Generation Sequencing (NGS) followed by Polymerase Chain Reaction (PCR) and Sanger Sequencing
2023-01-25 | SCCNP | Severe Congenital and Cyclic Neutropenia Gene Panel, Varies | 619885 | Released By | 18771-6 | Provider.signing name:Pn:Pt:Report:Nom: | Sequence Capture and Targeted Next-Generation Sequencing (NGS) followed by Polymerase Chain Reaction (PCR) and Sanger Sequencing
2023-01-25 | IMMAU | Inborn Errors of Immunity with Immune Dysregulation and Autoimmunity Gene Panel, Varies | 619859 | Test Description | 62364-5 | Test performance information:Find:Pt:XXX:Nar: | Sequence Capture and Targeted Next-Generation Sequencing (NGS) followed by Polymerase Chain Reaction (PCR) and Sanger Sequencing
2023-01-25 | IMMAU | Inborn Errors of Immunity with Immune Dysregulation and Autoimmunity Gene Panel, Varies | 619860 | Specimen | 31208-2 | Specimen source:Prid:Pt:XXX:Nom: | Sequence Capture and Targeted Next-Generation Sequencing (NGS) followed by Polymerase Chain Reaction (PCR) and Sanger Sequencing
2023-01-25 | IMMAU | Inborn Errors of Immunity with Immune Dysregulation and Autoimmunity Gene Panel, Varies | 619861 | Source | 31208-2 | Specimen source:Prid:Pt:XXX:Nom: | Sequence Capture and Targeted Next-Generation Sequencing (NGS) followed by Polymerase Chain Reaction (PCR) and Sanger Sequencing
2023-01-25 | IMMAU | Inborn Errors of Immunity with Immune Dysregulation and Autoimmunity Gene Panel, Varies | 619862 | Result Summary | 50397-9 | Molecular diagnostic overall interpretation:PrThr:Pt:Bld/Tiss:Ord:Molgen | Sequence Capture and Targeted Next-Generation Sequencing (NGS) followed by Polymerase Chain Reaction (PCR) and Sanger Sequencing
2023-01-25 | IMMAU | Inborn Errors of Immunity with Immune Dysregulation and Autoimmunity Gene Panel, Varies | 619863 | Result | 82939-0 | Genetic variant details:Find:Pt:Bld/Tiss:Nar:Molgen | Sequence Capture and Targeted Next-Generation Sequencing (NGS) followed by Polymerase Chain Reaction (PCR) and Sanger Sequencing
2023-01-25 | IMMAU | Inborn Errors of Immunity with Immune Dysregulation and Autoimmunity Gene Panel, Varies | 619864 | Interpretation | 69047-9 | Geneticist review:Imp:Pt:XXX:Nar: | Sequence Capture and Targeted Next-Generation Sequencing (NGS) followed by Polymerase Chain Reaction (PCR) and Sanger Sequencing
2023-01-25 | IMMAU | Inborn Errors of Immunity with Immune Dysregulation and Autoimmunity Gene Panel, Varies | 619866 | Resources | 99622-3 | Resource information for patient:Find:Pt:^Patient:Doc: | Sequence Capture and Targeted Next-Generation Sequencing (NGS) followed by Polymerase Chain Reaction (PCR) and Sanger Sequencing
2023-01-25 | IMMAU | Inborn Errors of Immunity with Immune Dysregulation and Autoimmunity Gene Panel, Varies | 619867 | Additional Information | 48767-8 | Annotation comment:Imp:Pt:{system}:Nar: | Sequence Capture and Targeted Next-Generation Sequencing (NGS) followed by Polymerase Chain Reaction (PCR) and Sanger Sequencing
2023-01-25 | IMMAU | Inborn Errors of Immunity with Immune Dysregulation and Autoimmunity Gene Panel, Varies | 619869 | Genes Analyzed | 82939-0 | Genetic variant details:Find:Pt:Bld/Tiss:Nar:Molgen | Sequence Capture and Targeted Next-Generation Sequencing (NGS) followed by Polymerase Chain Reaction (PCR) and Sanger Sequencing
2023-01-25 | IMMAU | Inborn Errors of Immunity with Immune Dysregulation and Autoimmunity Gene Panel, Varies | 619870 | Disclaimer | 62364-5 | Test performance information:Find:Pt:XXX:Nar: | Sequence Capture and Targeted Next-Generation Sequencing (NGS) followed by Polymerase Chain Reaction (PCR) and Sanger Sequencing
2023-01-25 | IMMAU | Inborn Errors of Immunity with Immune Dysregulation and Autoimmunity Gene Panel, Varies | 619871 | Released By | 18771-6 | Provider.signing name:Pn:Pt:Report:Nom: | Sequence Capture and Targeted Next-Generation Sequencing (NGS) followed by Polymerase Chain Reaction (PCR) and Sanger Sequencing
2023-01-25 | HLHGP | Primary Hemophagocytic Lymphohistiocytosis Gene Panel, Varies | 619841 | Genes Analyzed | 82939-0 | Genetic variant details:Find:Pt:Bld/Tiss:Nar:Molgen | Sequence Capture and Targeted Next-Generation Sequencing (NGS) followed by Polymerase Chain Reaction (PCR) and Sanger Sequencing
2023-01-25 | HLHGP | Primary Hemophagocytic Lymphohistiocytosis Gene Panel, Varies | 619842 | Disclaimer | 62364-5 | Test performance information:Find:Pt:XXX:Nar: | Sequence Capture and Targeted Next-Generation Sequencing (NGS) followed by Polymerase Chain Reaction (PCR) and Sanger Sequencing
2023-01-25 | HLHGP | Primary Hemophagocytic Lymphohistiocytosis Gene Panel, Varies | 619843 | Released By | 18771-6 | Provider.signing name:Pn:Pt:Report:Nom: | Sequence Capture and Targeted Next-Generation Sequencing (NGS) followed by Polymerase Chain Reaction (PCR) and Sanger Sequencing
2023-01-25 | HLHGP | Primary Hemophagocytic Lymphohistiocytosis Gene Panel, Varies | 619831 | Test Description | 62364-5 | Test performance information:Find:Pt:XXX:Nar: | Sequence Capture and Targeted Next-Generation Sequencing (NGS) followed by Polymerase Chain Reaction (PCR) and Sanger Sequencing
2023-01-25 | HLHGP | Primary Hemophagocytic Lymphohistiocytosis Gene Panel, Varies | 619832 | Specimen | 31208-2 | Specimen source:Prid:Pt:XXX:Nom: | Sequence Capture and Targeted Next-Generation Sequencing (NGS) followed by Polymerase Chain Reaction (PCR) and Sanger Sequencing
2023-01-25 | HLHGP | Primary Hemophagocytic Lymphohistiocytosis Gene Panel, Varies | 619833 | Source | 31208-2 | Specimen source:Prid:Pt:XXX:Nom: | Sequence Capture and Targeted Next-Generation Sequencing (NGS) followed by Polymerase Chain Reaction (PCR) and Sanger Sequencing
2023-01-25 | HLHGP | Primary Hemophagocytic Lymphohistiocytosis Gene Panel, Varies | 619834 | Result Summary | 50397-9 | Molecular diagnostic overall interpretation:PrThr:Pt:Bld/Tiss:Ord:Molgen | Sequence Capture and Targeted Next-Generation Sequencing (NGS) followed by Polymerase Chain Reaction (PCR) and Sanger Sequencing
2023-01-25 | HLHGP | Primary Hemophagocytic Lymphohistiocytosis Gene Panel, Varies | 619835 | Result | 82939-0 | Genetic variant details:Find:Pt:Bld/Tiss:Nar:Molgen | Sequence Capture and Targeted Next-Generation Sequencing (NGS) followed by Polymerase Chain Reaction (PCR) and Sanger Sequencing
2023-01-25 | HLHGP | Primary Hemophagocytic Lymphohistiocytosis Gene Panel, Varies | 619836 | Interpretation | 69047-9 | Geneticist review:Imp:Pt:XXX:Nar: | Sequence Capture and Targeted Next-Generation Sequencing (NGS) followed by Polymerase Chain Reaction (PCR) and Sanger Sequencing
2023-01-25 | HLHGP | Primary Hemophagocytic Lymphohistiocytosis Gene Panel, Varies | 619838 | Resources | 99622-3 | Resource information for patient:Find:Pt:^Patient:Doc: | Sequence Capture and Targeted Next-Generation Sequencing (NGS) followed by Polymerase Chain Reaction (PCR) and Sanger Sequencing
2023-01-25 | HLHGP | Primary Hemophagocytic Lymphohistiocytosis Gene Panel, Varies | 619839 | Additional Information | 48767-8 | Annotation comment:Imp:Pt:{system}:Nar: | Sequence Capture and Targeted Next-Generation Sequencing (NGS) followed by Polymerase Chain Reaction (PCR) and Sanger Sequencing
2023-01-24 | FCXCL | CXCL9 | Z6271 | CXCL9 | Not Provided |  | Automated microfluidics immunoassay method
2023-01-24 | FCXCL | CXCL9 | Z6272 | Electronically signed by: | Not Provided |  | Automated microfluidics immunoassay method
2023-01-24 | HIAAP | 5-Hydroxyindoleacetic Acid, Plasma | 619735 | 5-Hydroxyindoleacetic Acid, P | 1693-1 | 5-Hydroxyindoleacetate:MCnc:Pt:Ser/Plas:Qn: | Liquid Chromatography Tandem Mass Spectrometry (LC-MS/MS)
2023-01-20 | TGABI | Thyroglobulin Antibody, Serum | TGABI | Thyroglobulin Antibody, S | 56536-6 | Thyroglobulin Ab:ACnc:Pt:Ser/Plas:Qn:IA | Only orderable as part of profile. For more information see IETG / Interference Evaluation Heterophile, Thyroglobulin Tumor Marker, Serum. Immunoenzymatic Assay
2023-01-19 | VZIKS | Zika Virus, PCR, Molecular Detection, Serum | 619456 | Zika Serum PCR Result | 85622-9 | Zika virus RNA:PrThr:Pt:Ser/Plas:Ord:Probe.amp.tar | Real-Time Reverse Transcription Polymerase Chain Reaction (RT-PCR)/DNA Probe Hybridization
2023-01-19 | VZIKS | Zika Virus, PCR, Molecular Detection, Serum | 619457 | Zika Serum PCR Interpretation | 69048-7 | Immunologist review:Imp:Pt:XXX:Nar: | Real-Time Reverse Transcription Polymerase Chain Reaction (RT-PCR)/DNA Probe Hybridization
2023-01-19 | VZIKU | Zika Virus, PCR, Molecular Detection, Random, Urine | 619458 | Zika Urine PCR Result | 85623-7 | Zika virus RNA:PrThr:Pt:Urine:Ord:Probe.amp.tar | Real-Time Reverse Transcription Polymerase Chain Reaction (RT-PCR)/DNA Probe Hybridization
2023-01-19 | VZIKU | Zika Virus, PCR, Molecular Detection, Random, Urine | 619459 | Zika Urine PCR Interpretation | 69048-7 | Immunologist review:Imp:Pt:XXX:Nar: | Real-Time Reverse Transcription Polymerase Chain Reaction (RT-PCR)/DNA Probe Hybridization
2023-01-18 | HPANP | Hereditary Pancreatitis Gene Panel, Varies | 619845 | Test Description | 62364-5 | Test performance information:Find:Pt:XXX:Nar: | Sequence Capture and Targeted Next-Generation Sequencing (NGS) followed by Polymerase Chain Reaction (PCR) and Sanger Sequencing
2023-01-18 | HPANP | Hereditary Pancreatitis Gene Panel, Varies | 619846 | Specimen | 31208-2 | Specimen source:Prid:Pt:XXX:Nom: | Sequence Capture and Targeted Next-Generation Sequencing (NGS) followed by Polymerase Chain Reaction (PCR) and Sanger Sequencing
2023-01-18 | HPANP | Hereditary Pancreatitis Gene Panel, Varies | 619847 | Source | 31208-2 | Specimen source:Prid:Pt:XXX:Nom: | Sequence Capture and Targeted Next-Generation Sequencing (NGS) followed by Polymerase Chain Reaction (PCR) and Sanger Sequencing
2023-01-18 | HPANP | Hereditary Pancreatitis Gene Panel, Varies | 619848 | Result Summary | 50397-9 | Molecular diagnostic overall interpretation:PrThr:Pt:Bld/Tiss:Ord:Molgen | Sequence Capture and Targeted Next-Generation Sequencing (NGS) followed by Polymerase Chain Reaction (PCR) and Sanger Sequencing
2023-01-18 | HPANP | Hereditary Pancreatitis Gene Panel, Varies | 619849 | Result | 82939-0 | Genetic variant details:Find:Pt:Bld/Tiss:Nar:Molgen | Sequence Capture and Targeted Next-Generation Sequencing (NGS) followed by Polymerase Chain Reaction (PCR) and Sanger Sequencing
2023-01-18 | HPANP | Hereditary Pancreatitis Gene Panel, Varies | 619850 | Interpretation | 69047-9 | Geneticist review:Imp:Pt:XXX:Nar: | Sequence Capture and Targeted Next-Generation Sequencing (NGS) followed by Polymerase Chain Reaction (PCR) and Sanger Sequencing
2023-01-18 | HPANP | Hereditary Pancreatitis Gene Panel, Varies | 619852 | Resources | 99622-3 | Resource information for patient:Find:Pt:^Patient:Doc: | Sequence Capture and Targeted Next-Generation Sequencing (NGS) followed by Polymerase Chain Reaction (PCR) and Sanger Sequencing
2023-01-18 | HPANP | Hereditary Pancreatitis Gene Panel, Varies | 619853 | Additional Information | 48767-8 | Annotation comment:Imp:Pt:{system}:Nar: | Sequence Capture and Targeted Next-Generation Sequencing (NGS) followed by Polymerase Chain Reaction (PCR) and Sanger Sequencing
2023-01-18 | HPANP | Hereditary Pancreatitis Gene Panel, Varies | 619855 | Genes Analyzed | 82939-0 | Genetic variant details:Find:Pt:Bld/Tiss:Nar:Molgen | Sequence Capture and Targeted Next-Generation Sequencing (NGS) followed by Polymerase Chain Reaction (PCR) and Sanger Sequencing
2023-01-18 | HPANP | Hereditary Pancreatitis Gene Panel, Varies | 619856 | Disclaimer | 62364-5 | Test performance information:Find:Pt:XXX:Nar: | Sequence Capture and Targeted Next-Generation Sequencing (NGS) followed by Polymerase Chain Reaction (PCR) and Sanger Sequencing
2023-01-18 | HPANP | Hereditary Pancreatitis Gene Panel, Varies | 619857 | Released By | 18771-6 | Provider.signing name:Pn:Pt:Report:Nom: | Sequence Capture and Targeted Next-Generation Sequencing (NGS) followed by Polymerase Chain Reaction (PCR) and Sanger Sequencing
2023-01-18 | HIESG | Hyper-IgE Syndrome Gene Panel, Varies | 619825 | Additional Information | 48767-8 | Annotation comment:Imp:Pt:{system}:Nar: | Sequence Capture and Targeted Next-Generation Sequencing (NGS)
2023-01-18 | HIESG | Hyper-IgE Syndrome Gene Panel, Varies | 619827 | Genes Analyzed | 82939-0 | Genetic variant details:Find:Pt:Bld/Tiss:Nar:Molgen | Sequence Capture and Targeted Next-Generation Sequencing (NGS)
2023-01-18 | HIESG | Hyper-IgE Syndrome Gene Panel, Varies | 619828 | Disclaimer | 62364-5 | Test performance information:Find:Pt:XXX:Nar: | Sequence Capture and Targeted Next-Generation Sequencing (NGS)
2023-01-18 | HIESG | Hyper-IgE Syndrome Gene Panel, Varies | 619829 | Released By | 18771-6 | Provider.signing name:Pn:Pt:Report:Nom: | Sequence Capture and Targeted Next-Generation Sequencing (NGS)
2023-01-18 | HIESG | Hyper-IgE Syndrome Gene Panel, Varies | 619817 | Test Description | 62364-5 | Test performance information:Find:Pt:XXX:Nar: | Sequence Capture and Targeted Next-Generation Sequencing (NGS)
2023-01-18 | HIESG | Hyper-IgE Syndrome Gene Panel, Varies | 619818 | Specimen | 31208-2 | Specimen source:Prid:Pt:XXX:Nom: | Sequence Capture and Targeted Next-Generation Sequencing (NGS)
2023-01-18 | HIESG | Hyper-IgE Syndrome Gene Panel, Varies | 619819 | Source | 31208-2 | Specimen source:Prid:Pt:XXX:Nom: | Sequence Capture and Targeted Next-Generation Sequencing (NGS)
2023-01-18 | HIESG | Hyper-IgE Syndrome Gene Panel, Varies | 619820 | Result Summary | 50397-9 | Molecular diagnostic overall interpretation:PrThr:Pt:Bld/Tiss:Ord:Molgen | Sequence Capture and Targeted Next-Generation Sequencing (NGS)
2023-01-18 | HIESG | Hyper-IgE Syndrome Gene Panel, Varies | 619821 | Result | 82939-0 | Genetic variant details:Find:Pt:Bld/Tiss:Nar:Molgen | Sequence Capture and Targeted Next-Generation Sequencing (NGS)
2023-01-18 | HIESG | Hyper-IgE Syndrome Gene Panel, Varies | 619822 | Interpretation | 69047-9 | Geneticist review:Imp:Pt:XXX:Nar: | Sequence Capture and Targeted Next-Generation Sequencing (NGS)
2023-01-18 | HIESG | Hyper-IgE Syndrome Gene Panel, Varies | 619824 | Resources | 99622-3 | Resource information for patient:Find:Pt:^Patient:Doc: | Sequence Capture and Targeted Next-Generation Sequencing (NGS)
2023-01-17 | EBLPD | Epstein Barr Virus (EBV) Susceptibility and Lymphoproliferative Disorders Gene Panel, Varies | 619797 | Additional Information | 48767-8 | Annotation comment:Imp:Pt:{system}:Nar: | Sequence Capture and Targeted Next-Generation Sequencing (NGS) followed by Polymerase Chain Reaction (PCR) and Sanger Sequencing
2023-01-17 | EBLPD | Epstein Barr Virus (EBV) Susceptibility and Lymphoproliferative Disorders Gene Panel, Varies | 619799 | Genes Analyzed | 82939-0 | Genetic variant details:Find:Pt:Bld/Tiss:Nar:Molgen | Sequence Capture and Targeted Next-Generation Sequencing (NGS) followed by Polymerase Chain Reaction (PCR) and Sanger Sequencing
2023-01-17 | EBLPD | Epstein Barr Virus (EBV) Susceptibility and Lymphoproliferative Disorders Gene Panel, Varies | 619800 | Disclaimer | 62364-5 | Test performance information:Find:Pt:XXX:Nar: | Sequence Capture and Targeted Next-Generation Sequencing (NGS) followed by Polymerase Chain Reaction (PCR) and Sanger Sequencing
2023-01-17 | EBLPD | Epstein Barr Virus (EBV) Susceptibility and Lymphoproliferative Disorders Gene Panel, Varies | 619801 | Released By | 18771-6 | Provider.signing name:Pn:Pt:Report:Nom: | Sequence Capture and Targeted Next-Generation Sequencing (NGS) followed by Polymerase Chain Reaction (PCR) and Sanger Sequencing
2023-01-17 | GATAS | GATA-Binding Protein 2, GATA2, Full Gene Analysis, Next-Generation Sequencing, Varies | 619803 | Test Description | 62364-5 | Test performance information:Find:Pt:XXX:Nar: | Sequence Capture and Targeted Next-Generation Sequencing (NGS) followed by Polymerase Chain Reaction (PCR) and Sanger Sequencing
2023-01-17 | GATAS | GATA-Binding Protein 2, GATA2, Full Gene Analysis, Next-Generation Sequencing, Varies | 619804 | Specimen | 31208-2 | Specimen source:Prid:Pt:XXX:Nom: | Sequence Capture and Targeted Next-Generation Sequencing (NGS) followed by Polymerase Chain Reaction (PCR) and Sanger Sequencing
2023-01-17 | GATAS | GATA-Binding Protein 2, GATA2, Full Gene Analysis, Next-Generation Sequencing, Varies | 619805 | Source | 31208-2 | Specimen source:Prid:Pt:XXX:Nom: | Sequence Capture and Targeted Next-Generation Sequencing (NGS) followed by Polymerase Chain Reaction (PCR) and Sanger Sequencing
2023-01-17 | GATAS | GATA-Binding Protein 2, GATA2, Full Gene Analysis, Next-Generation Sequencing, Varies | 619806 | Result Summary | 50397-9 | Molecular diagnostic overall interpretation:PrThr:Pt:Bld/Tiss:Ord:Molgen | Sequence Capture and Targeted Next-Generation Sequencing (NGS) followed by Polymerase Chain Reaction (PCR) and Sanger Sequencing
2023-01-17 | GATAS | GATA-Binding Protein 2, GATA2, Full Gene Analysis, Next-Generation Sequencing, Varies | 619807 | Result | 82939-0 | Genetic variant details:Find:Pt:Bld/Tiss:Nar:Molgen | Sequence Capture and Targeted Next-Generation Sequencing (NGS) followed by Polymerase Chain Reaction (PCR) and Sanger Sequencing
2023-01-17 | GATAS | GATA-Binding Protein 2, GATA2, Full Gene Analysis, Next-Generation Sequencing, Varies | 619808 | Interpretation | 69047-9 | Geneticist review:Imp:Pt:XXX:Nar: | Sequence Capture and Targeted Next-Generation Sequencing (NGS) followed by Polymerase Chain Reaction (PCR) and Sanger Sequencing
2023-01-17 | GATAS | GATA-Binding Protein 2, GATA2, Full Gene Analysis, Next-Generation Sequencing, Varies | 619810 | Resources | 99622-3 | Resource information for patient:Find:Pt:^Patient:Doc: | Sequence Capture and Targeted Next-Generation Sequencing (NGS) followed by Polymerase Chain Reaction (PCR) and Sanger Sequencing
2023-01-17 | GATAS | GATA-Binding Protein 2, GATA2, Full Gene Analysis, Next-Generation Sequencing, Varies | 619811 | Additional Information | 48767-8 | Annotation comment:Imp:Pt:{system}:Nar: | Sequence Capture and Targeted Next-Generation Sequencing (NGS) followed by Polymerase Chain Reaction (PCR) and Sanger Sequencing
2023-01-17 | GATAS | GATA-Binding Protein 2, GATA2, Full Gene Analysis, Next-Generation Sequencing, Varies | 619813 | Genes Analyzed | 82939-0 | Genetic variant details:Find:Pt:Bld/Tiss:Nar:Molgen | Sequence Capture and Targeted Next-Generation Sequencing (NGS) followed by Polymerase Chain Reaction (PCR) and Sanger Sequencing
2023-01-17 | GATAS | GATA-Binding Protein 2, GATA2, Full Gene Analysis, Next-Generation Sequencing, Varies | 619814 | Disclaimer | 62364-5 | Test performance information:Find:Pt:XXX:Nar: | Sequence Capture and Targeted Next-Generation Sequencing (NGS) followed by Polymerase Chain Reaction (PCR) and Sanger Sequencing
2023-01-17 | GATAS | GATA-Binding Protein 2, GATA2, Full Gene Analysis, Next-Generation Sequencing, Varies | 619815 | Released By | 18771-6 | Provider.signing name:Pn:Pt:Report:Nom: | Sequence Capture and Targeted Next-Generation Sequencing (NGS) followed by Polymerase Chain Reaction (PCR) and Sanger Sequencing
2023-01-17 | EBLPD | Epstein Barr Virus (EBV) Susceptibility and Lymphoproliferative Disorders Gene Panel, Varies | 619789 | Test Description | 62364-5 | Test performance information:Find:Pt:XXX:Nar: | Sequence Capture and Targeted Next-Generation Sequencing (NGS) followed by Polymerase Chain Reaction (PCR) and Sanger Sequencing
2023-01-17 | EBLPD | Epstein Barr Virus (EBV) Susceptibility and Lymphoproliferative Disorders Gene Panel, Varies | 619790 | Specimen | 31208-2 | Specimen source:Prid:Pt:XXX:Nom: | Sequence Capture and Targeted Next-Generation Sequencing (NGS) followed by Polymerase Chain Reaction (PCR) and Sanger Sequencing
2023-01-17 | EBLPD | Epstein Barr Virus (EBV) Susceptibility and Lymphoproliferative Disorders Gene Panel, Varies | 619791 | Source | 31208-2 | Specimen source:Prid:Pt:XXX:Nom: | Sequence Capture and Targeted Next-Generation Sequencing (NGS) followed by Polymerase Chain Reaction (PCR) and Sanger Sequencing
2023-01-17 | EBLPD | Epstein Barr Virus (EBV) Susceptibility and Lymphoproliferative Disorders Gene Panel, Varies | 619792 | Result Summary | 50397-9 | Molecular diagnostic overall interpretation:PrThr:Pt:Bld/Tiss:Ord:Molgen | Sequence Capture and Targeted Next-Generation Sequencing (NGS) followed by Polymerase Chain Reaction (PCR) and Sanger Sequencing
2023-01-17 | EBLPD | Epstein Barr Virus (EBV) Susceptibility and Lymphoproliferative Disorders Gene Panel, Varies | 619793 | Result | 82939-0 | Genetic variant details:Find:Pt:Bld/Tiss:Nar:Molgen | Sequence Capture and Targeted Next-Generation Sequencing (NGS) followed by Polymerase Chain Reaction (PCR) and Sanger Sequencing
2023-01-17 | EBLPD | Epstein Barr Virus (EBV) Susceptibility and Lymphoproliferative Disorders Gene Panel, Varies | 619794 | Interpretation | 69047-9 | Geneticist review:Imp:Pt:XXX:Nar: | Sequence Capture and Targeted Next-Generation Sequencing (NGS) followed by Polymerase Chain Reaction (PCR) and Sanger Sequencing
2023-01-17 | EBLPD | Epstein Barr Virus (EBV) Susceptibility and Lymphoproliferative Disorders Gene Panel, Varies | 619796 | Resources | 99622-3 | Resource information for patient:Find:Pt:^Patient:Doc: | Sequence Capture and Targeted Next-Generation Sequencing (NGS) followed by Polymerase Chain Reaction (PCR) and Sanger Sequencing
2023-01-17 | CFTRN | Cystic Fibrosis Transmembrane Conductance Regulator, CFTR, Full Gene Analysis, Varies | 619775 | Test Description | 62364-5 | Test performance information:Find:Pt:XXX:Nar: | Sequence Capture and Targeted Next-Generation Sequencing (NGS) followed by Polymerase Chain Reaction (PCR) and Sanger Sequencing
2023-01-17 | CFTRN | Cystic Fibrosis Transmembrane Conductance Regulator, CFTR, Full Gene Analysis, Varies | 619776 | Specimen | 31208-2 | Specimen source:Prid:Pt:XXX:Nom: | Sequence Capture and Targeted Next-Generation Sequencing (NGS) followed by Polymerase Chain Reaction (PCR) and Sanger Sequencing
2023-01-17 | CFTRN | Cystic Fibrosis Transmembrane Conductance Regulator, CFTR, Full Gene Analysis, Varies | 619777 | Source | 31208-2 | Specimen source:Prid:Pt:XXX:Nom: | Sequence Capture and Targeted Next-Generation Sequencing (NGS) followed by Polymerase Chain Reaction (PCR) and Sanger Sequencing
2023-01-17 | CFTRN | Cystic Fibrosis Transmembrane Conductance Regulator, CFTR, Full Gene Analysis, Varies | 619778 | Result Summary | 50397-9 | Molecular diagnostic overall interpretation:PrThr:Pt:Bld/Tiss:Ord:Molgen | Sequence Capture and Targeted Next-Generation Sequencing (NGS) followed by Polymerase Chain Reaction (PCR) and Sanger Sequencing
2023-01-17 | CFTRN | Cystic Fibrosis Transmembrane Conductance Regulator, CFTR, Full Gene Analysis, Varies | 619779 | Result | 82939-0 | Genetic variant details:Find:Pt:Bld/Tiss:Nar:Molgen | Sequence Capture and Targeted Next-Generation Sequencing (NGS) followed by Polymerase Chain Reaction (PCR) and Sanger Sequencing
2023-01-17 | CFTRN | Cystic Fibrosis Transmembrane Conductance Regulator, CFTR, Full Gene Analysis, Varies | 619780 | Interpretation | 69047-9 | Geneticist review:Imp:Pt:XXX:Nar: | Sequence Capture and Targeted Next-Generation Sequencing (NGS) followed by Polymerase Chain Reaction (PCR) and Sanger Sequencing
2023-01-17 | CFTRN | Cystic Fibrosis Transmembrane Conductance Regulator, CFTR, Full Gene Analysis, Varies | 619782 | Resources | 99622-3 | Resource information for patient:Find:Pt:^Patient:Doc: | Sequence Capture and Targeted Next-Generation Sequencing (NGS) followed by Polymerase Chain Reaction (PCR) and Sanger Sequencing
2023-01-17 | CFTRN | Cystic Fibrosis Transmembrane Conductance Regulator, CFTR, Full Gene Analysis, Varies | 619783 | Additional Information | 48767-8 | Annotation comment:Imp:Pt:{system}:Nar: | Sequence Capture and Targeted Next-Generation Sequencing (NGS) followed by Polymerase Chain Reaction (PCR) and Sanger Sequencing
2023-01-17 | CFTRN | Cystic Fibrosis Transmembrane Conductance Regulator, CFTR, Full Gene Analysis, Varies | 619785 | Genes Analyzed | 82939-0 | Genetic variant details:Find:Pt:Bld/Tiss:Nar:Molgen | Sequence Capture and Targeted Next-Generation Sequencing (NGS) followed by Polymerase Chain Reaction (PCR) and Sanger Sequencing
2023-01-17 | CFTRN | Cystic Fibrosis Transmembrane Conductance Regulator, CFTR, Full Gene Analysis, Varies | 619786 | Disclaimer | 62364-5 | Test performance information:Find:Pt:XXX:Nar: | Sequence Capture and Targeted Next-Generation Sequencing (NGS) followed by Polymerase Chain Reaction (PCR) and Sanger Sequencing
2023-01-17 | CFTRN | Cystic Fibrosis Transmembrane Conductance Regulator, CFTR, Full Gene Analysis, Varies | 619787 | Released By | 18771-6 | Provider.signing name:Pn:Pt:Report:Nom: | Sequence Capture and Targeted Next-Generation Sequencing (NGS) followed by Polymerase Chain Reaction (PCR) and Sanger Sequencing
2023-01-17 | ALPSG | Autoimmune Lymphoproliferative Syndrome (ALPS) Gene Panel, Varies | 619747 | Test Description | 62364-5 | Test performance information:Find:Pt:XXX:Nar: | Sequence Capture and Targeted Next-Generation Sequencing (NGS)
2023-01-17 | ALPSG | Autoimmune Lymphoproliferative Syndrome (ALPS) Gene Panel, Varies | 619748 | Specimen | 31208-2 | Specimen source:Prid:Pt:XXX:Nom: | Sequence Capture and Targeted Next-Generation Sequencing (NGS)
2023-01-17 | ALPSG | Autoimmune Lymphoproliferative Syndrome (ALPS) Gene Panel, Varies | 619749 | Source | 31208-2 | Specimen source:Prid:Pt:XXX:Nom: | Sequence Capture and Targeted Next-Generation Sequencing (NGS)
2023-01-17 | ALPSG | Autoimmune Lymphoproliferative Syndrome (ALPS) Gene Panel, Varies | 619750 | Result Summary | 50397-9 | Molecular diagnostic overall interpretation:PrThr:Pt:Bld/Tiss:Ord:Molgen | Sequence Capture and Targeted Next-Generation Sequencing (NGS)
2023-01-17 | ALPSG | Autoimmune Lymphoproliferative Syndrome (ALPS) Gene Panel, Varies | 619751 | Result | 82939-0 | Genetic variant details:Find:Pt:Bld/Tiss:Nar:Molgen | Sequence Capture and Targeted Next-Generation Sequencing (NGS)
2023-01-17 | ALPSG | Autoimmune Lymphoproliferative Syndrome (ALPS) Gene Panel, Varies | 619752 | Interpretation | 69047-9 | Geneticist review:Imp:Pt:XXX:Nar: | Sequence Capture and Targeted Next-Generation Sequencing (NGS)
2023-01-17 | ALPSG | Autoimmune Lymphoproliferative Syndrome (ALPS) Gene Panel, Varies | 619754 | Resources | 99622-3 | Resource information for patient:Find:Pt:^Patient:Doc: | Sequence Capture and Targeted Next-Generation Sequencing (NGS)
2023-01-17 | ALPSG | Autoimmune Lymphoproliferative Syndrome (ALPS) Gene Panel, Varies | 619755 | Additional Information | 48767-8 | Annotation comment:Imp:Pt:{system}:Nar: | Sequence Capture and Targeted Next-Generation Sequencing (NGS)
2023-01-17 | ALPSG | Autoimmune Lymphoproliferative Syndrome (ALPS) Gene Panel, Varies | 619757 | Genes Analyzed | 82939-0 | Genetic variant details:Find:Pt:Bld/Tiss:Nar:Molgen | Sequence Capture and Targeted Next-Generation Sequencing (NGS)
2023-01-17 | ALPSG | Autoimmune Lymphoproliferative Syndrome (ALPS) Gene Panel, Varies | 619758 | Disclaimer | 62364-5 | Test performance information:Find:Pt:XXX:Nar: | Sequence Capture and Targeted Next-Generation Sequencing (NGS)
2023-01-17 | ALPSG | Autoimmune Lymphoproliferative Syndrome (ALPS) Gene Panel, Varies | 619759 | Released By | 18771-6 | Provider.signing name:Pn:Pt:Report:Nom: | Sequence Capture and Targeted Next-Generation Sequencing (NGS)
2023-01-17 | BTKSG | Bruton Tyrosine Kinase, BTK Full Gene Analysis, Varies | 619761 | Test Description | 62364-5 | Test performance information:Find:Pt:XXX:Nar: | Sequence Capture and Targeted Next-Generation Sequencing (NGS) followed by Polymerase Chain Reaction (PCR) and Sanger Sequencing
2023-01-17 | BTKSG | Bruton Tyrosine Kinase, BTK Full Gene Analysis, Varies | 619762 | Specimen | 31208-2 | Specimen source:Prid:Pt:XXX:Nom: | Sequence Capture and Targeted Next-Generation Sequencing (NGS) followed by Polymerase Chain Reaction (PCR) and Sanger Sequencing
2023-01-17 | BTKSG | Bruton Tyrosine Kinase, BTK Full Gene Analysis, Varies | 619763 | Source | 31208-2 | Specimen source:Prid:Pt:XXX:Nom: | Sequence Capture and Targeted Next-Generation Sequencing (NGS) followed by Polymerase Chain Reaction (PCR) and Sanger Sequencing
2023-01-17 | BTKSG | Bruton Tyrosine Kinase, BTK Full Gene Analysis, Varies | 619764 | Result Summary | 50397-9 | Molecular diagnostic overall interpretation:PrThr:Pt:Bld/Tiss:Ord:Molgen | Sequence Capture and Targeted Next-Generation Sequencing (NGS) followed by Polymerase Chain Reaction (PCR) and Sanger Sequencing
2023-01-17 | BTKSG | Bruton Tyrosine Kinase, BTK Full Gene Analysis, Varies | 619765 | Result | 82939-0 | Genetic variant details:Find:Pt:Bld/Tiss:Nar:Molgen | Sequence Capture and Targeted Next-Generation Sequencing (NGS) followed by Polymerase Chain Reaction (PCR) and Sanger Sequencing
2023-01-17 | BTKSG | Bruton Tyrosine Kinase, BTK Full Gene Analysis, Varies | 619766 | Interpretation | 69047-9 | Geneticist review:Imp:Pt:XXX:Nar: | Sequence Capture and Targeted Next-Generation Sequencing (NGS) followed by Polymerase Chain Reaction (PCR) and Sanger Sequencing
2023-01-17 | BTKSG | Bruton Tyrosine Kinase, BTK Full Gene Analysis, Varies | 619768 | Resources | 99622-3 | Resource information for patient:Find:Pt:^Patient:Doc: | Sequence Capture and Targeted Next-Generation Sequencing (NGS) followed by Polymerase Chain Reaction (PCR) and Sanger Sequencing
2023-01-17 | BTKSG | Bruton Tyrosine Kinase, BTK Full Gene Analysis, Varies | 619769 | Additional Information | 48767-8 | Annotation comment:Imp:Pt:{system}:Nar: | Sequence Capture and Targeted Next-Generation Sequencing (NGS) followed by Polymerase Chain Reaction (PCR) and Sanger Sequencing
2023-01-17 | BTKSG | Bruton Tyrosine Kinase, BTK Full Gene Analysis, Varies | 619771 | Genes Analyzed | 82939-0 | Genetic variant details:Find:Pt:Bld/Tiss:Nar:Molgen | Sequence Capture and Targeted Next-Generation Sequencing (NGS) followed by Polymerase Chain Reaction (PCR) and Sanger Sequencing
2023-01-17 | BTKSG | Bruton Tyrosine Kinase, BTK Full Gene Analysis, Varies | 619772 | Disclaimer | 62364-5 | Test performance information:Find:Pt:XXX:Nar: | Sequence Capture and Targeted Next-Generation Sequencing (NGS) followed by Polymerase Chain Reaction (PCR) and Sanger Sequencing
2023-01-17 | BTKSG | Bruton Tyrosine Kinase, BTK Full Gene Analysis, Varies | 619773 | Released By | 18771-6 | Provider.signing name:Pn:Pt:Report:Nom: | Sequence Capture and Targeted Next-Generation Sequencing (NGS) followed by Polymerase Chain Reaction (PCR) and Sanger Sequencing
2023-01-17 | FCMVQ | CMV by PCR | Z0161 | CMV Quant PCR | 34720-3 | Cytomegalovirus DNA:ACnc:Pt:XXX:Qn:Probe.amp.tar | DNA amplification by Polymerase chain reaction (PCR) using a CMV-specific DNA probe detected by real-time PCR.
2023-01-11 | COVSQ | Severe Acute Respiratory Syndrome Coronavirus 2 (SARS-CoV-2), Spike Antibody, Semi-Quantitative, Serum | COVIN | SARS-CoV-2 Spike Ab, Interp, S | 94661-6 | SARS coronavirus 2 Ab:Imp:Pt:Ser/Plas:Nom: | Electrochemiluminescence Immunoassay (ECLIA)
2023-01-10 | AHLP | AudioloGene Hearing Loss Panel, Varies | 619380 | Resources | 99622-3 | Resource information for patient:Find:Pt:^Patient:Doc: | Sequence Capture and Amplicon-Based Targeted Next-Generation Sequencing, Polymerase Chain Reaction (PCR), Digital Droplet PCR (ddPCR), Sanger Sequencing, and Gene Dosage Analysis by Multiplex Ligation-Dependent Probe Amplification (MLPA)
2023-01-10 | GNADM | Hereditary Thrombotic Thrombocytopenic Purpura, ADAMTS13 Gene, Next-Generation Sequencing, Varies | 619237 | Resources | 99622-3 | Resource information for patient:Find:Pt:^Patient:Doc: | Sequence Capture and Targeted Next-Generation Sequencing (NGS) followed by Polymerase Chain Reaction (PCR) and Sanger Sequencing
2023-01-10 | GNF11 | Hemophilia C (Factor XI Deficiency), F11 Gene, Next-Generation Sequencing, Varies | 619139 | Resources | 99622-3 | Resource information for patient:Find:Pt:^Patient:Doc: | Sequence Capture and Targeted Next-Generation Sequencing (NGS) followed by Polymerase Chain Reaction (PCR) and Sanger Sequencing
2023-01-10 | GNF13 | Factor XIII Deficiency, F13A1 and F13B Genes, Next-Generation Sequencing, Varies | 619153 | Resources | 99622-3 | Resource information for patient:Find:Pt:^Patient:Doc: | Sequence Capture and Targeted Next-Generation Sequencing followed by Polymerase Chain Reaction (PCR) and Sanger Sequencing
2023-01-10 | GNHMA | Hemophilia A, F8 Gene, Next-Generation Sequencing, Varies | 619111 | Resources | 99622-3 | Resource information for patient:Find:Pt:^Patient:Doc: | Sequence Capture and Targeted Next-Generation Sequencing (NGS) followed by Polymerase Chain Reaction (PCR) and Sanger Sequencing
2023-01-10 | GNMY9 | MYH9-Related Disorders, MYH9 Gene, Next-Generation Sequencing, Varies | 619307 | Resources | 99622-3 | Resource information for patient:Find:Pt:^Patient:Doc: | Sequence Capture and Targeted Next-Generation Sequencing (NGS) followed by Polymerase Chain Reaction (PCR) and Sanger Sequencing.
2023-01-10 | GNPRC | Protein C Deficiency, PROC Gene, Next-Generation Sequencing, Varies | 619181 | Resources | 99622-3 | Resource information for patient:Find:Pt:^Patient:Doc: | Sequence Capture and Targeted Next-Generation Sequencing (NGS) followed by Polymerase Chain Reaction (PCR) and Sanger Sequencing
2023-01-10 | GNSPD | Platelet Storage Pool Deficiency Gene Panel, Next-Generation Sequencing, Varies | 619335 | Resources | 99622-3 | Resource information for patient:Find:Pt:^Patient:Doc: | Sequence Capture and Targeted Next-Generation Sequencing (NGS) followed by Polymerase Chain Reaction (PCR) and Sanger Sequencing
2023-01-06 | FPD2U | Prostaglandin D2 (PG D2), Urine | FPD2U | Prostaglandin D2 (PG D2), U | Not Provided | Prostaglandin D2:MCnc:Pt:Urine:Qn: | Direct EIA/ELISA
2022-12-19 | GNPLT | Platelet Disorders, Comprehensive Gene Panel, Next-Generation Sequencing, Varies | 619293 | Resources | 99622-3 | Resource information for patient:Find:Pt:^Patient:Doc: | Sequence Capture and Targeted Next-Generation Sequencing (NGS) followed by Polymerase Chain Reaction (PCR) and Sanger Sequencing
2022-12-19 | GNANG | Hereditary Angioedema Focused Gene Panel, Next-Generation Sequencing, Varies | 619226 | Genes Analyzed | 82939-0 | Genetic variant details:Find:Pt:Bld/Tiss:Nar:Molgen | Sequence Capture and Targeted Next-Generation Sequencing (NGS) followed by Polymerase Chain Reaction (PCR) and Sanger Sequencing
2022-12-19 | GNBLC | Bleeding Disorders, Comprehensive Gene Panel, Next-Generation Sequencing, Varies | 619262 | Result | 82939-0 | Genetic variant details:Find:Pt:Bld/Tiss:Nar:Molgen | Sequence Capture and Targeted Next-Generation Sequencing (NGS) followed by Polymerase Chain Reaction (PCR) and Sanger Sequencing
2022-12-19 | GNPRS | Protein S Deficiency, PROS1 Gene, Next-Generation Sequencing, Varies | 619199 | Disclaimer | 62364-5 | Test performance information:Find:Pt:XXX:Nar: | Sequence Capture and Targeted Next-Generation Sequencing (NGS) followed by Polymerase Chain Reaction (PCR) and Sanger Sequencing
2022-12-19 | GNHTC | Hereditary Thrombocytopenia Gene Panel, Next-Generation Sequencing, Varies | 619342 | Test Description | 62364-5 | Test performance information:Find:Pt:XXX:Nar: | Sequence Capture and Targeted Next-Generation Sequencing (NGS) followed by Polymerase Chain Reaction (PCR) and Sanger Sequencing
2022-12-19 | GNFIB | Congenital Fibrinogen Disorders, FGA, FGB, and FGG Genes, Next-Generation Sequencing, Varies | 619164 | Result | 82939-0 | Genetic variant details:Find:Pt:Bld/Tiss:Nar:Molgen | Sequence Capture and Targeted Next-Generation Sequencing (NGS) followed by Polymerase Chain Reaction (PCR) and Sanger Sequencing
2022-12-19 | SFX | Protein S Activity, Plasma | SFX | Protein S Activity, P | 27822-6 | Protein S actual/Normal:RelTime:Pt:PPP:Qn:Coag | Optical Clot-Based
2022-12-19 | FHTGF | Human Transforming Growth Factor beta 1 (TGF-b1) | Z6269 | TGF-b1 | Not Provided |  | ELISA
2022-12-19 | GNANG | Hereditary Angioedema Focused Gene Panel, Next-Generation Sequencing, Varies | 619225 | Method | 85069-3 | Lab test method:Type:Pt:Specimen:Nom:* | Sequence Capture and Targeted Next-Generation Sequencing (NGS) followed by Polymerase Chain Reaction (PCR) and Sanger Sequencing
2022-12-19 | GNBLC | Bleeding Disorders, Comprehensive Gene Panel, Next-Generation Sequencing, Varies | 619267 | Method | 85069-3 | Lab test method:Type:Pt:Specimen:Nom:* | Sequence Capture and Targeted Next-Generation Sequencing (NGS) followed by Polymerase Chain Reaction (PCR) and Sanger Sequencing
2022-12-19 | GNBLF | Bleeding Disorders, Focused Gene Panel, Next-Generation Sequencing, Varies | 619253 | Method | 85069-3 | Lab test method:Type:Pt:Specimen:Nom:* | Sequence Capture and Targeted Next-Generation Sequencing (NGS) followed by Polymerase Chain Reaction (PCR) and Sanger Sequencing
2022-12-19 | GNMTC | Macro/Microthrombocytopenia Gene Panel, Next-Generation Sequencing, Varies | 619323 | Method | 85069-3 | Lab test method:Type:Pt:Specimen:Nom:* | Sequence Capture and Targeted Next-Generation Sequencing (NGS) followed by Polymerase Chain Reaction (PCR) and Sanger Sequencing
2022-12-19 | GNPFD | Platelet Function Defect Gene Panel, Next-Generation Sequencing, Varies | 619365 | Method | 85069-3 | Lab test method:Type:Pt:Specimen:Nom:* | Sequence Capture and Targeted Next-Generation Sequencing (NGS) followed by Polymerase Chain Reaction (PCR) and Sanger Sequencing
2022-12-19 | GNPLT | Platelet Disorders, Comprehensive Gene Panel, Next-Generation Sequencing, Varies | 619295 | Method | 85069-3 | Lab test method:Type:Pt:Specimen:Nom:* | Sequence Capture and Targeted Next-Generation Sequencing (NGS) followed by Polymerase Chain Reaction (PCR) and Sanger Sequencing
2022-12-19 | GNPRS | Protein S Deficiency, PROS1 Gene, Next-Generation Sequencing, Varies | 619197 | Method | 85069-3 | Lab test method:Type:Pt:Specimen:Nom:* | Sequence Capture and Targeted Next-Generation Sequencing (NGS) followed by Polymerase Chain Reaction (PCR) and Sanger Sequencing
2022-12-19 | GNTHR | Thrombosis Disorders, Comprehensive Gene Panel, Next-Generation Sequencing, Varies | 619281 | Method | 85069-3 | Lab test method:Type:Pt:Specimen:Nom:* | Sequence Capture and Targeted Next-Generation Sequencing (NGS) followed by Polymerase Chain Reaction (PCR) and Sanger Sequencing
2022-12-19 | GNVWD | von Willebrand Disease, VWF and GP1BA Genes, Next-Generation Sequencing, Varies | 619211 | Method | 85069-3 | Lab test method:Type:Pt:Specimen:Nom:* | Sequence Capture and Targeted Next-Generation Sequencing (NGS) followed by Polymerase Chain Reaction (PCR) and Sanger Sequencing
2022-12-19 | GNHTC | Hereditary Thrombocytopenia Gene Panel, Next-Generation Sequencing, Varies | 619351 | Method | 85069-3 | Lab test method:Type:Pt:Specimen:Nom:* | Sequence Capture and Targeted Next-Generation Sequencing (NGS) followed by Polymerase Chain Reaction (PCR) and Sanger Sequencing
2022-12-19 | GNANT | Antithrombin Deficiency, SERPINC1 Gene, Next-Generation Sequencing, Varies | 619015 | Method | 85069-3 | Lab test method:Type:Pt:Specimen:Nom:* | Sequence Capture and Targeted Next-Generation Sequencing (NGS) followed by Polymerase Chain Reaction (PCR) and Sanger Sequencing
2022-12-19 | GNF7 | Factor VII Deficiency, F7 Gene, Next-Generation Sequencing, Varies | 619099 | Method | 85069-3 | Lab test method:Type:Pt:Specimen:Nom:* | Sequence Capture and Targeted Next-Generation Sequencing (NGS) followed by Polymerase Chain Reaction (PCR) and Sanger Sequencing
2022-12-19 | GNFIB | Congenital Fibrinogen Disorders, FGA, FGB, and FGG Genes, Next-Generation Sequencing, Varies | 619169 | Method | 85069-3 | Lab test method:Type:Pt:Specimen:Nom:* | Sequence Capture and Targeted Next-Generation Sequencing (NGS) followed by Polymerase Chain Reaction (PCR) and Sanger Sequencing
2022-12-19 | GNHMB | Hemophilia B, F9 Gene, Next-Generation Sequencing, Varies | 619127 | Method | 85069-3 | Lab test method:Type:Pt:Specimen:Nom:* | Sequence Capture and Targeted Next-Generation Sequencing (NGS) followed by Polymerase Chain Reaction (PCR) and Sanger Sequencing
2022-12-19 | GNPFD | Platelet Function Defect Gene Panel, Next-Generation Sequencing, Varies | 619357 | Specimen | 31208-2 | Specimen source:Prid:Pt:XXX:Nom: | Sequence Capture and Targeted Next-Generation Sequencing (NGS) followed by Polymerase Chain Reaction (PCR) and Sanger Sequencing
2022-12-19 | GNPFD | Platelet Function Defect Gene Panel, Next-Generation Sequencing, Varies | 619358 | Source | 31208-2 | Specimen source:Prid:Pt:XXX:Nom: | Sequence Capture and Targeted Next-Generation Sequencing (NGS) followed by Polymerase Chain Reaction (PCR) and Sanger Sequencing
2022-12-19 | GNPFD | Platelet Function Defect Gene Panel, Next-Generation Sequencing, Varies | 619364 | Additional Information | 48767-8 | Annotation comment:Imp:Pt:{system}:Nar: | Sequence Capture and Targeted Next-Generation Sequencing (NGS) followed by Polymerase Chain Reaction (PCR) and Sanger Sequencing
2022-12-19 | GNMTC | Macro/Microthrombocytopenia Gene Panel, Next-Generation Sequencing, Varies | 619321 | Resources | 99622-3 | Resource information for patient:Find:Pt:^Patient:Doc: | Sequence Capture and Targeted Next-Generation Sequencing (NGS) followed by Polymerase Chain Reaction (PCR) and Sanger Sequencing
2022-12-19 | GNMTC | Macro/Microthrombocytopenia Gene Panel, Next-Generation Sequencing, Varies | 619324 | Genes Analyzed | 82939-0 | Genetic variant details:Find:Pt:Bld/Tiss:Nar:Molgen | Sequence Capture and Targeted Next-Generation Sequencing (NGS) followed by Polymerase Chain Reaction (PCR) and Sanger Sequencing
2022-12-19 | GNPFD | Platelet Function Defect Gene Panel, Next-Generation Sequencing, Varies | 619360 | Result | 82939-0 | Genetic variant details:Find:Pt:Bld/Tiss:Nar:Molgen | Sequence Capture and Targeted Next-Generation Sequencing (NGS) followed by Polymerase Chain Reaction (PCR) and Sanger Sequencing
2022-12-19 | GNPFD | Platelet Function Defect Gene Panel, Next-Generation Sequencing, Varies | 619363 | Resources | 99622-3 | Resource information for patient:Find:Pt:^Patient:Doc: | Sequence Capture and Targeted Next-Generation Sequencing (NGS) followed by Polymerase Chain Reaction (PCR) and Sanger Sequencing
2022-12-19 | GNPFD | Platelet Function Defect Gene Panel, Next-Generation Sequencing, Varies | 619366 | Genes Analyzed | 82939-0 | Genetic variant details:Find:Pt:Bld/Tiss:Nar:Molgen | Sequence Capture and Targeted Next-Generation Sequencing (NGS) followed by Polymerase Chain Reaction (PCR) and Sanger Sequencing
2022-12-19 | GNHTC | Hereditary Thrombocytopenia Gene Panel, Next-Generation Sequencing, Varies | 619346 | Result | 82939-0 | Genetic variant details:Find:Pt:Bld/Tiss:Nar:Molgen | Sequence Capture and Targeted Next-Generation Sequencing (NGS) followed by Polymerase Chain Reaction (PCR) and Sanger Sequencing
2022-12-19 | GNHTC | Hereditary Thrombocytopenia Gene Panel, Next-Generation Sequencing, Varies | 619349 | Resources | 99622-3 | Resource information for patient:Find:Pt:^Patient:Doc: | Sequence Capture and Targeted Next-Generation Sequencing (NGS) followed by Polymerase Chain Reaction (PCR) and Sanger Sequencing
2022-12-19 | GNHTC | Hereditary Thrombocytopenia Gene Panel, Next-Generation Sequencing, Varies | 619352 | Genes Analyzed | 82939-0 | Genetic variant details:Find:Pt:Bld/Tiss:Nar:Molgen | Sequence Capture and Targeted Next-Generation Sequencing (NGS) followed by Polymerase Chain Reaction (PCR) and Sanger Sequencing
2022-12-19 | GNANG | Hereditary Angioedema Focused Gene Panel, Next-Generation Sequencing, Varies | 619220 | Result | 82939-0 | Genetic variant details:Find:Pt:Bld/Tiss:Nar:Molgen | Sequence Capture and Targeted Next-Generation Sequencing (NGS) followed by Polymerase Chain Reaction (PCR) and Sanger Sequencing
2022-12-19 | GNANG | Hereditary Angioedema Focused Gene Panel, Next-Generation Sequencing, Varies | 619223 | Resources | 99622-3 | Resource information for patient:Find:Pt:^Patient:Doc: | Sequence Capture and Targeted Next-Generation Sequencing (NGS) followed by Polymerase Chain Reaction (PCR) and Sanger Sequencing
2022-12-19 | GNBLC | Bleeding Disorders, Comprehensive Gene Panel, Next-Generation Sequencing, Varies | 619265 | Resources | 99622-3 | Resource information for patient:Find:Pt:^Patient:Doc: | Sequence Capture and Targeted Next-Generation Sequencing (NGS) followed by Polymerase Chain Reaction (PCR) and Sanger Sequencing
2022-12-19 | GNBLC | Bleeding Disorders, Comprehensive Gene Panel, Next-Generation Sequencing, Varies | 619268 | Genes Analyzed | 82939-0 | Genetic variant details:Find:Pt:Bld/Tiss:Nar:Molgen | Sequence Capture and Targeted Next-Generation Sequencing (NGS) followed by Polymerase Chain Reaction (PCR) and Sanger Sequencing
2022-12-19 | GNBLF | Bleeding Disorders, Focused Gene Panel, Next-Generation Sequencing, Varies | 619248 | Result | 82939-0 | Genetic variant details:Find:Pt:Bld/Tiss:Nar:Molgen | Sequence Capture and Targeted Next-Generation Sequencing (NGS) followed by Polymerase Chain Reaction (PCR) and Sanger Sequencing
2022-12-19 | GNBLF | Bleeding Disorders, Focused Gene Panel, Next-Generation Sequencing, Varies | 619251 | Resources | 99622-3 | Resource information for patient:Find:Pt:^Patient:Doc: | Sequence Capture and Targeted Next-Generation Sequencing (NGS) followed by Polymerase Chain Reaction (PCR) and Sanger Sequencing
2022-12-19 | GNBLF | Bleeding Disorders, Focused Gene Panel, Next-Generation Sequencing, Varies | 619254 | Genes Analyzed | 82939-0 | Genetic variant details:Find:Pt:Bld/Tiss:Nar:Molgen | Sequence Capture and Targeted Next-Generation Sequencing (NGS) followed by Polymerase Chain Reaction (PCR) and Sanger Sequencing
2022-12-19 | GNFIB | Congenital Fibrinogen Disorders, FGA, FGB, and FGG Genes, Next-Generation Sequencing, Varies | 619167 | Resources | 99622-3 | Resource information for patient:Find:Pt:^Patient:Doc: | Sequence Capture and Targeted Next-Generation Sequencing (NGS) followed by Polymerase Chain Reaction (PCR) and Sanger Sequencing
2022-12-19 | GNFIB | Congenital Fibrinogen Disorders, FGA, FGB, and FGG Genes, Next-Generation Sequencing, Varies | 619170 | Genes Analyzed | 82939-0 | Genetic variant details:Find:Pt:Bld/Tiss:Nar:Molgen | Sequence Capture and Targeted Next-Generation Sequencing (NGS) followed by Polymerase Chain Reaction (PCR) and Sanger Sequencing
2022-12-19 | GNMTC | Macro/Microthrombocytopenia Gene Panel, Next-Generation Sequencing, Varies | 619318 | Result | 82939-0 | Genetic variant details:Find:Pt:Bld/Tiss:Nar:Molgen | Sequence Capture and Targeted Next-Generation Sequencing (NGS) followed by Polymerase Chain Reaction (PCR) and Sanger Sequencing
2022-12-19 | GNPLT | Platelet Disorders, Comprehensive Gene Panel, Next-Generation Sequencing, Varies | 619290 | Result | 82939-0 | Genetic variant details:Find:Pt:Bld/Tiss:Nar:Molgen | Sequence Capture and Targeted Next-Generation Sequencing (NGS) followed by Polymerase Chain Reaction (PCR) and Sanger Sequencing
2022-12-19 | GNPLT | Platelet Disorders, Comprehensive Gene Panel, Next-Generation Sequencing, Varies | 619296 | Genes Analyzed | 82939-0 | Genetic variant details:Find:Pt:Bld/Tiss:Nar:Molgen | Sequence Capture and Targeted Next-Generation Sequencing (NGS) followed by Polymerase Chain Reaction (PCR) and Sanger Sequencing
2022-12-19 | GNPRS | Protein S Deficiency, PROS1 Gene, Next-Generation Sequencing, Varies | 619192 | Result | 82939-0 | Genetic variant details:Find:Pt:Bld/Tiss:Nar:Molgen | Sequence Capture and Targeted Next-Generation Sequencing (NGS) followed by Polymerase Chain Reaction (PCR) and Sanger Sequencing
2022-12-19 | GNPRS | Protein S Deficiency, PROS1 Gene, Next-Generation Sequencing, Varies | 619195 | Resources | 99622-3 | Resource information for patient:Find:Pt:^Patient:Doc: | Sequence Capture and Targeted Next-Generation Sequencing (NGS) followed by Polymerase Chain Reaction (PCR) and Sanger Sequencing
2022-12-19 | GNPRS | Protein S Deficiency, PROS1 Gene, Next-Generation Sequencing, Varies | 619198 | Genes Analyzed | 82939-0 | Genetic variant details:Find:Pt:Bld/Tiss:Nar:Molgen | Sequence Capture and Targeted Next-Generation Sequencing (NGS) followed by Polymerase Chain Reaction (PCR) and Sanger Sequencing
2022-12-19 | GNTHR | Thrombosis Disorders, Comprehensive Gene Panel, Next-Generation Sequencing, Varies | 619276 | Result | 82939-0 | Genetic variant details:Find:Pt:Bld/Tiss:Nar:Molgen | Sequence Capture and Targeted Next-Generation Sequencing (NGS) followed by Polymerase Chain Reaction (PCR) and Sanger Sequencing
2022-12-19 | GNTHR | Thrombosis Disorders, Comprehensive Gene Panel, Next-Generation Sequencing, Varies | 619279 | Resources | 99622-3 | Resource information for patient:Find:Pt:^Patient:Doc: | Sequence Capture and Targeted Next-Generation Sequencing (NGS) followed by Polymerase Chain Reaction (PCR) and Sanger Sequencing
2022-12-19 | GNTHR | Thrombosis Disorders, Comprehensive Gene Panel, Next-Generation Sequencing, Varies | 619282 | Genes Analyzed | 82939-0 | Genetic variant details:Find:Pt:Bld/Tiss:Nar:Molgen | Sequence Capture and Targeted Next-Generation Sequencing (NGS) followed by Polymerase Chain Reaction (PCR) and Sanger Sequencing
2022-12-19 | GNVWD | von Willebrand Disease, VWF and GP1BA Genes, Next-Generation Sequencing, Varies | 619206 | Result | 82939-0 | Genetic variant details:Find:Pt:Bld/Tiss:Nar:Molgen | Sequence Capture and Targeted Next-Generation Sequencing (NGS) followed by Polymerase Chain Reaction (PCR) and Sanger Sequencing
2022-12-19 | GNVWD | von Willebrand Disease, VWF and GP1BA Genes, Next-Generation Sequencing, Varies | 619209 | Resources | 99622-3 | Resource information for patient:Find:Pt:^Patient:Doc: | Sequence Capture and Targeted Next-Generation Sequencing (NGS) followed by Polymerase Chain Reaction (PCR) and Sanger Sequencing
2022-12-19 | GNVWD | von Willebrand Disease, VWF and GP1BA Genes, Next-Generation Sequencing, Varies | 619212 | Genes Analyzed | 82939-0 | Genetic variant details:Find:Pt:Bld/Tiss:Nar:Molgen | Sequence Capture and Targeted Next-Generation Sequencing (NGS) followed by Polymerase Chain Reaction (PCR) and Sanger Sequencing
2022-12-19 | GNANT | Antithrombin Deficiency, SERPINC1 Gene, Next-Generation Sequencing, Varies | 619010 | Result | 82939-0 | Genetic variant details:Find:Pt:Bld/Tiss:Nar:Molgen | Sequence Capture and Targeted Next-Generation Sequencing (NGS) followed by Polymerase Chain Reaction (PCR) and Sanger Sequencing
2022-12-19 | GNANT | Antithrombin Deficiency, SERPINC1 Gene, Next-Generation Sequencing, Varies | 619013 | Resources | 99622-3 | Resource information for patient:Find:Pt:^Patient:Doc: | Sequence Capture and Targeted Next-Generation Sequencing (NGS) followed by Polymerase Chain Reaction (PCR) and Sanger Sequencing
2022-12-19 | GNANT | Antithrombin Deficiency, SERPINC1 Gene, Next-Generation Sequencing, Varies | 619016 | Genes Analyzed | 82939-0 | Genetic variant details:Find:Pt:Bld/Tiss:Nar:Molgen | Sequence Capture and Targeted Next-Generation Sequencing (NGS) followed by Polymerase Chain Reaction (PCR) and Sanger Sequencing
2022-12-19 | GNF7 | Factor VII Deficiency, F7 Gene, Next-Generation Sequencing, Varies | 619094 | Result | 82939-0 | Genetic variant details:Find:Pt:Bld/Tiss:Nar:Molgen | Sequence Capture and Targeted Next-Generation Sequencing (NGS) followed by Polymerase Chain Reaction (PCR) and Sanger Sequencing
2022-12-19 | GNF7 | Factor VII Deficiency, F7 Gene, Next-Generation Sequencing, Varies | 619097 | Resources | 99622-3 | Resource information for patient:Find:Pt:^Patient:Doc: | Sequence Capture and Targeted Next-Generation Sequencing (NGS) followed by Polymerase Chain Reaction (PCR) and Sanger Sequencing
2022-12-19 | GNF7 | Factor VII Deficiency, F7 Gene, Next-Generation Sequencing, Varies | 619100 | Genes Analyzed | 82939-0 | Genetic variant details:Find:Pt:Bld/Tiss:Nar:Molgen | Sequence Capture and Targeted Next-Generation Sequencing (NGS) followed by Polymerase Chain Reaction (PCR) and Sanger Sequencing
2022-12-19 | GNHMB | Hemophilia B, F9 Gene, Next-Generation Sequencing, Varies | 619122 | Result | 82939-0 | Genetic variant details:Find:Pt:Bld/Tiss:Nar:Molgen | Sequence Capture and Targeted Next-Generation Sequencing (NGS) followed by Polymerase Chain Reaction (PCR) and Sanger Sequencing
2022-12-19 | GNHMB | Hemophilia B, F9 Gene, Next-Generation Sequencing, Varies | 619125 | Resources | 99622-3 | Resource information for patient:Find:Pt:^Patient:Doc: | Sequence Capture and Targeted Next-Generation Sequencing (NGS) followed by Polymerase Chain Reaction (PCR) and Sanger Sequencing
2022-12-19 | GNHMB | Hemophilia B, F9 Gene, Next-Generation Sequencing, Varies | 619128 | Genes Analyzed | 82939-0 | Genetic variant details:Find:Pt:Bld/Tiss:Nar:Molgen | Sequence Capture and Targeted Next-Generation Sequencing (NGS) followed by Polymerase Chain Reaction (PCR) and Sanger Sequencing
2022-12-19 | GNMTC | Macro/Microthrombocytopenia Gene Panel, Next-Generation Sequencing, Varies | 619314 | Test Description | 62364-5 | Test performance information:Find:Pt:XXX:Nar: | Sequence Capture and Targeted Next-Generation Sequencing (NGS) followed by Polymerase Chain Reaction (PCR) and Sanger Sequencing
2022-12-19 | GNMTC | Macro/Microthrombocytopenia Gene Panel, Next-Generation Sequencing, Varies | 619317 | Result Summary | 50397-9 | Molecular diagnostic overall interpretation:PrThr:Pt:Bld/Tiss:Ord:Molgen | Sequence Capture and Targeted Next-Generation Sequencing (NGS) followed by Polymerase Chain Reaction (PCR) and Sanger Sequencing
2022-12-19 | GNMTC | Macro/Microthrombocytopenia Gene Panel, Next-Generation Sequencing, Varies | 619319 | Interpretation | 59465-5 | Pathologist review:Imp:Pt:XXX:Nar: | Sequence Capture and Targeted Next-Generation Sequencing (NGS) followed by Polymerase Chain Reaction (PCR) and Sanger Sequencing
2022-12-19 | GNMTC | Macro/Microthrombocytopenia Gene Panel, Next-Generation Sequencing, Varies | 619325 | Disclaimer | 62364-5 | Test performance information:Find:Pt:XXX:Nar: | Sequence Capture and Targeted Next-Generation Sequencing (NGS) followed by Polymerase Chain Reaction (PCR) and Sanger Sequencing
2022-12-19 | GNPFD | Platelet Function Defect Gene Panel, Next-Generation Sequencing, Varies | 619356 | Test Description | 62364-5 | Test performance information:Find:Pt:XXX:Nar: | Sequence Capture and Targeted Next-Generation Sequencing (NGS) followed by Polymerase Chain Reaction (PCR) and Sanger Sequencing
2022-12-19 | GNPFD | Platelet Function Defect Gene Panel, Next-Generation Sequencing, Varies | 619359 | Result Summary | 50397-9 | Molecular diagnostic overall interpretation:PrThr:Pt:Bld/Tiss:Ord:Molgen | Sequence Capture and Targeted Next-Generation Sequencing (NGS) followed by Polymerase Chain Reaction (PCR) and Sanger Sequencing
2022-12-19 | GNPFD | Platelet Function Defect Gene Panel, Next-Generation Sequencing, Varies | 619361 | Interpretation | 59465-5 | Pathologist review:Imp:Pt:XXX:Nar: | Sequence Capture and Targeted Next-Generation Sequencing (NGS) followed by Polymerase Chain Reaction (PCR) and Sanger Sequencing
2022-12-19 | GNPFD | Platelet Function Defect Gene Panel, Next-Generation Sequencing, Varies | 619367 | Disclaimer | 62364-5 | Test performance information:Find:Pt:XXX:Nar: | Sequence Capture and Targeted Next-Generation Sequencing (NGS) followed by Polymerase Chain Reaction (PCR) and Sanger Sequencing
2022-12-19 | GNPLT | Platelet Disorders, Comprehensive Gene Panel, Next-Generation Sequencing, Varies | 619297 | Disclaimer | 62364-5 | Test performance information:Find:Pt:XXX:Nar: | Sequence Capture and Targeted Next-Generation Sequencing (NGS) followed by Polymerase Chain Reaction (PCR) and Sanger Sequencing
2022-12-19 | GNHTC | Hereditary Thrombocytopenia Gene Panel, Next-Generation Sequencing, Varies | 619345 | Result Summary | 50397-9 | Molecular diagnostic overall interpretation:PrThr:Pt:Bld/Tiss:Ord:Molgen | Sequence Capture and Targeted Next-Generation Sequencing (NGS) followed by Polymerase Chain Reaction (PCR) and Sanger Sequencing
2022-12-19 | GNHTC | Hereditary Thrombocytopenia Gene Panel, Next-Generation Sequencing, Varies | 619347 | Interpretation | 59465-5 | Pathologist review:Imp:Pt:XXX:Nar: | Sequence Capture and Targeted Next-Generation Sequencing (NGS) followed by Polymerase Chain Reaction (PCR) and Sanger Sequencing
2022-12-19 | GNHTC | Hereditary Thrombocytopenia Gene Panel, Next-Generation Sequencing, Varies | 619353 | Disclaimer | 62364-5 | Test performance information:Find:Pt:XXX:Nar: | Sequence Capture and Targeted Next-Generation Sequencing (NGS) followed by Polymerase Chain Reaction (PCR) and Sanger Sequencing
2022-12-19 | GNBLC | Bleeding Disorders, Comprehensive Gene Panel, Next-Generation Sequencing, Varies | 619258 | Test Description | 62364-5 | Test performance information:Find:Pt:XXX:Nar: | Sequence Capture and Targeted Next-Generation Sequencing (NGS) followed by Polymerase Chain Reaction (PCR) and Sanger Sequencing
2022-12-19 | GNBLC | Bleeding Disorders, Comprehensive Gene Panel, Next-Generation Sequencing, Varies | 619261 | Result Summary | 50397-9 | Molecular diagnostic overall interpretation:PrThr:Pt:Bld/Tiss:Ord:Molgen | Sequence Capture and Targeted Next-Generation Sequencing (NGS) followed by Polymerase Chain Reaction (PCR) and Sanger Sequencing
2022-12-19 | GNBLC | Bleeding Disorders, Comprehensive Gene Panel, Next-Generation Sequencing, Varies | 619263 | Interpretation | 59465-5 | Pathologist review:Imp:Pt:XXX:Nar: | Sequence Capture and Targeted Next-Generation Sequencing (NGS) followed by Polymerase Chain Reaction (PCR) and Sanger Sequencing
2022-12-19 | GNBLC | Bleeding Disorders, Comprehensive Gene Panel, Next-Generation Sequencing, Varies | 619269 | Disclaimer | 62364-5 | Test performance information:Find:Pt:XXX:Nar: | Sequence Capture and Targeted Next-Generation Sequencing (NGS) followed by Polymerase Chain Reaction (PCR) and Sanger Sequencing
2022-12-19 | GNBLF | Bleeding Disorders, Focused Gene Panel, Next-Generation Sequencing, Varies | 619247 | Result Summary | 50397-9 | Molecular diagnostic overall interpretation:PrThr:Pt:Bld/Tiss:Ord:Molgen | Sequence Capture and Targeted Next-Generation Sequencing (NGS) followed by Polymerase Chain Reaction (PCR) and Sanger Sequencing
2022-12-19 | GNBLF | Bleeding Disorders, Focused Gene Panel, Next-Generation Sequencing, Varies | 619249 | Interpretation | 59465-5 | Pathologist review:Imp:Pt:XXX:Nar: | Sequence Capture and Targeted Next-Generation Sequencing (NGS) followed by Polymerase Chain Reaction (PCR) and Sanger Sequencing
2022-12-19 | GNBLF | Bleeding Disorders, Focused Gene Panel, Next-Generation Sequencing, Varies | 619255 | Disclaimer | 62364-5 | Test performance information:Find:Pt:XXX:Nar: | Sequence Capture and Targeted Next-Generation Sequencing (NGS) followed by Polymerase Chain Reaction (PCR) and Sanger Sequencing
2022-12-19 | GNPLT | Platelet Disorders, Comprehensive Gene Panel, Next-Generation Sequencing, Varies | 619286 | Test Description | 62364-5 | Test performance information:Find:Pt:XXX:Nar: | Sequence Capture and Targeted Next-Generation Sequencing (NGS) followed by Polymerase Chain Reaction (PCR) and Sanger Sequencing
2022-12-19 | GNPLT | Platelet Disorders, Comprehensive Gene Panel, Next-Generation Sequencing, Varies | 619289 | Result Summary | 50397-9 | Molecular diagnostic overall interpretation:PrThr:Pt:Bld/Tiss:Ord:Molgen | Sequence Capture and Targeted Next-Generation Sequencing (NGS) followed by Polymerase Chain Reaction (PCR) and Sanger Sequencing
2022-12-19 | GNPLT | Platelet Disorders, Comprehensive Gene Panel, Next-Generation Sequencing, Varies | 619291 | Interpretation | 59465-5 | Pathologist review:Imp:Pt:XXX:Nar: | Sequence Capture and Targeted Next-Generation Sequencing (NGS) followed by Polymerase Chain Reaction (PCR) and Sanger Sequencing
2022-12-19 | GNTHR | Thrombosis Disorders, Comprehensive Gene Panel, Next-Generation Sequencing, Varies | 619272 | Test Description | 62364-5 | Test performance information:Find:Pt:XXX:Nar: | Sequence Capture and Targeted Next-Generation Sequencing (NGS) followed by Polymerase Chain Reaction (PCR) and Sanger Sequencing
2022-12-19 | GNTHR | Thrombosis Disorders, Comprehensive Gene Panel, Next-Generation Sequencing, Varies | 619275 | Result Summary | 50397-9 | Molecular diagnostic overall interpretation:PrThr:Pt:Bld/Tiss:Ord:Molgen | Sequence Capture and Targeted Next-Generation Sequencing (NGS) followed by Polymerase Chain Reaction (PCR) and Sanger Sequencing
2022-12-19 | GNTHR | Thrombosis Disorders, Comprehensive Gene Panel, Next-Generation Sequencing, Varies | 619277 | Interpretation | 59465-5 | Pathologist review:Imp:Pt:XXX:Nar: | Sequence Capture and Targeted Next-Generation Sequencing (NGS) followed by Polymerase Chain Reaction (PCR) and Sanger Sequencing
2022-12-19 | GNTHR | Thrombosis Disorders, Comprehensive Gene Panel, Next-Generation Sequencing, Varies | 619283 | Disclaimer | 62364-5 | Test performance information:Find:Pt:XXX:Nar: | Sequence Capture and Targeted Next-Generation Sequencing (NGS) followed by Polymerase Chain Reaction (PCR) and Sanger Sequencing
2022-12-19 | GNANG | Hereditary Angioedema Focused Gene Panel, Next-Generation Sequencing, Varies | 619216 | Test Description | 62364-5 | Test performance information:Find:Pt:XXX:Nar: | Sequence Capture and Targeted Next-Generation Sequencing (NGS) followed by Polymerase Chain Reaction (PCR) and Sanger Sequencing
2022-12-19 | GNANG | Hereditary Angioedema Focused Gene Panel, Next-Generation Sequencing, Varies | 619219 | Result Summary | 50397-9 | Molecular diagnostic overall interpretation:PrThr:Pt:Bld/Tiss:Ord:Molgen | Sequence Capture and Targeted Next-Generation Sequencing (NGS) followed by Polymerase Chain Reaction (PCR) and Sanger Sequencing
2022-12-19 | GNANG | Hereditary Angioedema Focused Gene Panel, Next-Generation Sequencing, Varies | 619221 | Interpretation | 59465-5 | Pathologist review:Imp:Pt:XXX:Nar: | Sequence Capture and Targeted Next-Generation Sequencing (NGS) followed by Polymerase Chain Reaction (PCR) and Sanger Sequencing
2022-12-19 | GNANG | Hereditary Angioedema Focused Gene Panel, Next-Generation Sequencing, Varies | 619227 | Disclaimer | 62364-5 | Test performance information:Find:Pt:XXX:Nar: | Sequence Capture and Targeted Next-Generation Sequencing (NGS) followed by Polymerase Chain Reaction (PCR) and Sanger Sequencing
2022-12-19 | GNBLF | Bleeding Disorders, Focused Gene Panel, Next-Generation Sequencing, Varies | 619244 | Test Description | 62364-5 | Test performance information:Find:Pt:XXX:Nar: | Sequence Capture and Targeted Next-Generation Sequencing (NGS) followed by Polymerase Chain Reaction (PCR) and Sanger Sequencing
2022-12-19 | GNFIB | Congenital Fibrinogen Disorders, FGA, FGB, and FGG Genes, Next-Generation Sequencing, Varies | 619160 | Test Description | 62364-5 | Test performance information:Find:Pt:XXX:Nar: | Sequence Capture and Targeted Next-Generation Sequencing (NGS) followed by Polymerase Chain Reaction (PCR) and Sanger Sequencing
2022-12-19 | GNFIB | Congenital Fibrinogen Disorders, FGA, FGB, and FGG Genes, Next-Generation Sequencing, Varies | 619163 | Result Summary | 50397-9 | Molecular diagnostic overall interpretation:PrThr:Pt:Bld/Tiss:Ord:Molgen | Sequence Capture and Targeted Next-Generation Sequencing (NGS) followed by Polymerase Chain Reaction (PCR) and Sanger Sequencing
2022-12-19 | GNFIB | Congenital Fibrinogen Disorders, FGA, FGB, and FGG Genes, Next-Generation Sequencing, Varies | 619165 | Interpretation | 59465-5 | Pathologist review:Imp:Pt:XXX:Nar: | Sequence Capture and Targeted Next-Generation Sequencing (NGS) followed by Polymerase Chain Reaction (PCR) and Sanger Sequencing
2022-12-19 | GNFIB | Congenital Fibrinogen Disorders, FGA, FGB, and FGG Genes, Next-Generation Sequencing, Varies | 619171 | Disclaimer | 62364-5 | Test performance information:Find:Pt:XXX:Nar: | Sequence Capture and Targeted Next-Generation Sequencing (NGS) followed by Polymerase Chain Reaction (PCR) and Sanger Sequencing
2022-12-19 | GNPRS | Protein S Deficiency, PROS1 Gene, Next-Generation Sequencing, Varies | 619188 | Test Description | 62364-5 | Test performance information:Find:Pt:XXX:Nar: | Sequence Capture and Targeted Next-Generation Sequencing (NGS) followed by Polymerase Chain Reaction (PCR) and Sanger Sequencing
2022-12-19 | GNPRS | Protein S Deficiency, PROS1 Gene, Next-Generation Sequencing, Varies | 619191 | Result Summary | 50397-9 | Molecular diagnostic overall interpretation:PrThr:Pt:Bld/Tiss:Ord:Molgen | Sequence Capture and Targeted Next-Generation Sequencing (NGS) followed by Polymerase Chain Reaction (PCR) and Sanger Sequencing
2022-12-19 | GNPRS | Protein S Deficiency, PROS1 Gene, Next-Generation Sequencing, Varies | 619193 | Interpretation | 59465-5 | Pathologist review:Imp:Pt:XXX:Nar: | Sequence Capture and Targeted Next-Generation Sequencing (NGS) followed by Polymerase Chain Reaction (PCR) and Sanger Sequencing
2022-12-19 | GNVWD | von Willebrand Disease, VWF and GP1BA Genes, Next-Generation Sequencing, Varies | 619202 | Test Description | 62364-5 | Test performance information:Find:Pt:XXX:Nar: | Sequence Capture and Targeted Next-Generation Sequencing (NGS) followed by Polymerase Chain Reaction (PCR) and Sanger Sequencing
2022-12-19 | GNVWD | von Willebrand Disease, VWF and GP1BA Genes, Next-Generation Sequencing, Varies | 619205 | Result Summary | 50397-9 | Molecular diagnostic overall interpretation:PrThr:Pt:Bld/Tiss:Ord:Molgen | Sequence Capture and Targeted Next-Generation Sequencing (NGS) followed by Polymerase Chain Reaction (PCR) and Sanger Sequencing
2022-12-19 | GNVWD | von Willebrand Disease, VWF and GP1BA Genes, Next-Generation Sequencing, Varies | 619207 | Interpretation | 59465-5 | Pathologist review:Imp:Pt:XXX:Nar: | Sequence Capture and Targeted Next-Generation Sequencing (NGS) followed by Polymerase Chain Reaction (PCR) and Sanger Sequencing
2022-12-19 | GNVWD | von Willebrand Disease, VWF and GP1BA Genes, Next-Generation Sequencing, Varies | 619213 | Disclaimer | 62364-5 | Test performance information:Find:Pt:XXX:Nar: | Sequence Capture and Targeted Next-Generation Sequencing (NGS) followed by Polymerase Chain Reaction (PCR) and Sanger Sequencing
2022-12-19 | GNF7 | Factor VII Deficiency, F7 Gene, Next-Generation Sequencing, Varies | 619095 | Interpretation | 59465-5 | Pathologist review:Imp:Pt:XXX:Nar: | Sequence Capture and Targeted Next-Generation Sequencing (NGS) followed by Polymerase Chain Reaction (PCR) and Sanger Sequencing
2022-12-19 | GNF7 | Factor VII Deficiency, F7 Gene, Next-Generation Sequencing, Varies | 619101 | Disclaimer | 62364-5 | Test performance information:Find:Pt:XXX:Nar: | Sequence Capture and Targeted Next-Generation Sequencing (NGS) followed by Polymerase Chain Reaction (PCR) and Sanger Sequencing
2022-12-19 | GNHMB | Hemophilia B, F9 Gene, Next-Generation Sequencing, Varies | 619118 | Test Description | 62364-5 | Test performance information:Find:Pt:XXX:Nar: | Sequence Capture and Targeted Next-Generation Sequencing (NGS) followed by Polymerase Chain Reaction (PCR) and Sanger Sequencing
2022-12-19 | GNHMB | Hemophilia B, F9 Gene, Next-Generation Sequencing, Varies | 619121 | Result Summary | 50397-9 | Molecular diagnostic overall interpretation:PrThr:Pt:Bld/Tiss:Ord:Molgen | Sequence Capture and Targeted Next-Generation Sequencing (NGS) followed by Polymerase Chain Reaction (PCR) and Sanger Sequencing
2022-12-19 | GNHMB | Hemophilia B, F9 Gene, Next-Generation Sequencing, Varies | 619123 | Interpretation | 59465-5 | Pathologist review:Imp:Pt:XXX:Nar: | Sequence Capture and Targeted Next-Generation Sequencing (NGS) followed by Polymerase Chain Reaction (PCR) and Sanger Sequencing
2022-12-19 | GNHMB | Hemophilia B, F9 Gene, Next-Generation Sequencing, Varies | 619129 | Disclaimer | 62364-5 | Test performance information:Find:Pt:XXX:Nar: | Sequence Capture and Targeted Next-Generation Sequencing (NGS) followed by Polymerase Chain Reaction (PCR) and Sanger Sequencing
2022-12-19 | GNANT | Antithrombin Deficiency, SERPINC1 Gene, Next-Generation Sequencing, Varies | 619006 | Test Description | 62364-5 | Test performance information:Find:Pt:XXX:Nar: | Sequence Capture and Targeted Next-Generation Sequencing (NGS) followed by Polymerase Chain Reaction (PCR) and Sanger Sequencing
2022-12-19 | GNANT | Antithrombin Deficiency, SERPINC1 Gene, Next-Generation Sequencing, Varies | 619009 | Result Summary | 50397-9 | Molecular diagnostic overall interpretation:PrThr:Pt:Bld/Tiss:Ord:Molgen | Sequence Capture and Targeted Next-Generation Sequencing (NGS) followed by Polymerase Chain Reaction (PCR) and Sanger Sequencing
2022-12-19 | GNANT | Antithrombin Deficiency, SERPINC1 Gene, Next-Generation Sequencing, Varies | 619011 | Interpretation | 59465-5 | Pathologist review:Imp:Pt:XXX:Nar: | Sequence Capture and Targeted Next-Generation Sequencing (NGS) followed by Polymerase Chain Reaction (PCR) and Sanger Sequencing
2022-12-19 | GNANT | Antithrombin Deficiency, SERPINC1 Gene, Next-Generation Sequencing, Varies | 619017 | Disclaimer | 62364-5 | Test performance information:Find:Pt:XXX:Nar: | Sequence Capture and Targeted Next-Generation Sequencing (NGS) followed by Polymerase Chain Reaction (PCR) and Sanger Sequencing
2022-12-19 | GNF7 | Factor VII Deficiency, F7 Gene, Next-Generation Sequencing, Varies | 619090 | Test Description | 62364-5 | Test performance information:Find:Pt:XXX:Nar: | Sequence Capture and Targeted Next-Generation Sequencing (NGS) followed by Polymerase Chain Reaction (PCR) and Sanger Sequencing
2022-12-19 | GNF7 | Factor VII Deficiency, F7 Gene, Next-Generation Sequencing, Varies | 619093 | Result Summary | 50397-9 | Molecular diagnostic overall interpretation:PrThr:Pt:Bld/Tiss:Ord:Molgen | Sequence Capture and Targeted Next-Generation Sequencing (NGS) followed by Polymerase Chain Reaction (PCR) and Sanger Sequencing
2022-12-19 | GNPFD | Platelet Function Defect Gene Panel, Next-Generation Sequencing, Varies | 619368 | Released By | 18771-6 | Provider.signing name:Pn:Pt:Report:Nom: | Sequence Capture and Targeted Next-Generation Sequencing (NGS) followed by Polymerase Chain Reaction (PCR) and Sanger Sequencing
2022-12-19 | GNHTC | Hereditary Thrombocytopenia Gene Panel, Next-Generation Sequencing, Varies | 619350 | Additional Information | 48767-8 | Annotation comment:Imp:Pt:{system}:Nar: | Sequence Capture and Targeted Next-Generation Sequencing (NGS) followed by Polymerase Chain Reaction (PCR) and Sanger Sequencing
2022-12-19 | GNHTC | Hereditary Thrombocytopenia Gene Panel, Next-Generation Sequencing, Varies | 619354 | Released By | 18771-6 | Provider.signing name:Pn:Pt:Report:Nom: | Sequence Capture and Targeted Next-Generation Sequencing (NGS) followed by Polymerase Chain Reaction (PCR) and Sanger Sequencing
2022-12-19 | GNBLC | Bleeding Disorders, Comprehensive Gene Panel, Next-Generation Sequencing, Varies | 619259 | Specimen | 31208-2 | Specimen source:Prid:Pt:XXX:Nom: | Sequence Capture and Targeted Next-Generation Sequencing (NGS) followed by Polymerase Chain Reaction (PCR) and Sanger Sequencing
2022-12-19 | GNBLC | Bleeding Disorders, Comprehensive Gene Panel, Next-Generation Sequencing, Varies | 619260 | Source | 31208-2 | Specimen source:Prid:Pt:XXX:Nom: | Sequence Capture and Targeted Next-Generation Sequencing (NGS) followed by Polymerase Chain Reaction (PCR) and Sanger Sequencing
2022-12-19 | GNBLC | Bleeding Disorders, Comprehensive Gene Panel, Next-Generation Sequencing, Varies | 619266 | Additional Information | 48767-8 | Annotation comment:Imp:Pt:{system}:Nar: | Sequence Capture and Targeted Next-Generation Sequencing (NGS) followed by Polymerase Chain Reaction (PCR) and Sanger Sequencing
2022-12-19 | GNBLC | Bleeding Disorders, Comprehensive Gene Panel, Next-Generation Sequencing, Varies | 619270 | Released By | 18771-6 | Provider.signing name:Pn:Pt:Report:Nom: | Sequence Capture and Targeted Next-Generation Sequencing (NGS) followed by Polymerase Chain Reaction (PCR) and Sanger Sequencing
2022-12-19 | GNBLF | Bleeding Disorders, Focused Gene Panel, Next-Generation Sequencing, Varies | 619252 | Additional Information | 48767-8 | Annotation comment:Imp:Pt:{system}:Nar: | Sequence Capture and Targeted Next-Generation Sequencing (NGS) followed by Polymerase Chain Reaction (PCR) and Sanger Sequencing
2022-12-19 | GNBLF | Bleeding Disorders, Focused Gene Panel, Next-Generation Sequencing, Varies | 619256 | Released By | 18771-6 | Provider.signing name:Pn:Pt:Report:Nom: | Sequence Capture and Targeted Next-Generation Sequencing (NGS) followed by Polymerase Chain Reaction (PCR) and Sanger Sequencing
2022-12-19 | GNMTC | Macro/Microthrombocytopenia Gene Panel, Next-Generation Sequencing, Varies | 619315 | Specimen | 31208-2 | Specimen source:Prid:Pt:XXX:Nom: | Sequence Capture and Targeted Next-Generation Sequencing (NGS) followed by Polymerase Chain Reaction (PCR) and Sanger Sequencing
2022-12-19 | GNMTC | Macro/Microthrombocytopenia Gene Panel, Next-Generation Sequencing, Varies | 619316 | Source | 31208-2 | Specimen source:Prid:Pt:XXX:Nom: | Sequence Capture and Targeted Next-Generation Sequencing (NGS) followed by Polymerase Chain Reaction (PCR) and Sanger Sequencing
2022-12-19 | GNMTC | Macro/Microthrombocytopenia Gene Panel, Next-Generation Sequencing, Varies | 619322 | Additional Information | 48767-8 | Annotation comment:Imp:Pt:{system}:Nar: | Sequence Capture and Targeted Next-Generation Sequencing (NGS) followed by Polymerase Chain Reaction (PCR) and Sanger Sequencing
2022-12-19 | GNMTC | Macro/Microthrombocytopenia Gene Panel, Next-Generation Sequencing, Varies | 619326 | Released By | 18771-6 | Provider.signing name:Pn:Pt:Report:Nom: | Sequence Capture and Targeted Next-Generation Sequencing (NGS) followed by Polymerase Chain Reaction (PCR) and Sanger Sequencing
2022-12-19 | GNPLT | Platelet Disorders, Comprehensive Gene Panel, Next-Generation Sequencing, Varies | 619287 | Specimen | 31208-2 | Specimen source:Prid:Pt:XXX:Nom: | Sequence Capture and Targeted Next-Generation Sequencing (NGS) followed by Polymerase Chain Reaction (PCR) and Sanger Sequencing
2022-12-19 | GNPLT | Platelet Disorders, Comprehensive Gene Panel, Next-Generation Sequencing, Varies | 619288 | Source | 31208-2 | Specimen source:Prid:Pt:XXX:Nom: | Sequence Capture and Targeted Next-Generation Sequencing (NGS) followed by Polymerase Chain Reaction (PCR) and Sanger Sequencing
2022-12-19 | GNPLT | Platelet Disorders, Comprehensive Gene Panel, Next-Generation Sequencing, Varies | 619294 | Additional Information | 48767-8 | Annotation comment:Imp:Pt:{system}:Nar: | Sequence Capture and Targeted Next-Generation Sequencing (NGS) followed by Polymerase Chain Reaction (PCR) and Sanger Sequencing
2022-12-19 | GNPLT | Platelet Disorders, Comprehensive Gene Panel, Next-Generation Sequencing, Varies | 619298 | Released By | 18771-6 | Provider.signing name:Pn:Pt:Report:Nom: | Sequence Capture and Targeted Next-Generation Sequencing (NGS) followed by Polymerase Chain Reaction (PCR) and Sanger Sequencing
2022-12-19 | GNTHR | Thrombosis Disorders, Comprehensive Gene Panel, Next-Generation Sequencing, Varies | 619273 | Specimen | 31208-2 | Specimen source:Prid:Pt:XXX:Nom: | Sequence Capture and Targeted Next-Generation Sequencing (NGS) followed by Polymerase Chain Reaction (PCR) and Sanger Sequencing
2022-12-19 | GNTHR | Thrombosis Disorders, Comprehensive Gene Panel, Next-Generation Sequencing, Varies | 619274 | Source | 31208-2 | Specimen source:Prid:Pt:XXX:Nom: | Sequence Capture and Targeted Next-Generation Sequencing (NGS) followed by Polymerase Chain Reaction (PCR) and Sanger Sequencing
2022-12-19 | GNTHR | Thrombosis Disorders, Comprehensive Gene Panel, Next-Generation Sequencing, Varies | 619280 | Additional Information | 48767-8 | Annotation comment:Imp:Pt:{system}:Nar: | Sequence Capture and Targeted Next-Generation Sequencing (NGS) followed by Polymerase Chain Reaction (PCR) and Sanger Sequencing
2022-12-19 | GNTHR | Thrombosis Disorders, Comprehensive Gene Panel, Next-Generation Sequencing, Varies | 619284 | Released By | 18771-6 | Provider.signing name:Pn:Pt:Report:Nom: | Sequence Capture and Targeted Next-Generation Sequencing (NGS) followed by Polymerase Chain Reaction (PCR) and Sanger Sequencing
2022-12-19 | GNHTC | Hereditary Thrombocytopenia Gene Panel, Next-Generation Sequencing, Varies | 619343 | Specimen | 31208-2 | Specimen source:Prid:Pt:XXX:Nom: | Sequence Capture and Targeted Next-Generation Sequencing (NGS) followed by Polymerase Chain Reaction (PCR) and Sanger Sequencing
2022-12-19 | GNHTC | Hereditary Thrombocytopenia Gene Panel, Next-Generation Sequencing, Varies | 619344 | Source | 31208-2 | Specimen source:Prid:Pt:XXX:Nom: | Sequence Capture and Targeted Next-Generation Sequencing (NGS) followed by Polymerase Chain Reaction (PCR) and Sanger Sequencing
2022-12-19 | GNANG | Hereditary Angioedema Focused Gene Panel, Next-Generation Sequencing, Varies | 619217 | Specimen | 31208-2 | Specimen source:Prid:Pt:XXX:Nom: | Sequence Capture and Targeted Next-Generation Sequencing (NGS) followed by Polymerase Chain Reaction (PCR) and Sanger Sequencing
2022-12-19 | GNANG | Hereditary Angioedema Focused Gene Panel, Next-Generation Sequencing, Varies | 619218 | Source | 31208-2 | Specimen source:Prid:Pt:XXX:Nom: | Sequence Capture and Targeted Next-Generation Sequencing (NGS) followed by Polymerase Chain Reaction (PCR) and Sanger Sequencing
2022-12-19 | GNANG | Hereditary Angioedema Focused Gene Panel, Next-Generation Sequencing, Varies | 619224 | Additional Information | 48767-8 | Annotation comment:Imp:Pt:{system}:Nar: | Sequence Capture and Targeted Next-Generation Sequencing (NGS) followed by Polymerase Chain Reaction (PCR) and Sanger Sequencing
2022-12-19 | GNANG | Hereditary Angioedema Focused Gene Panel, Next-Generation Sequencing, Varies | 619228 | Released By | 18771-6 | Provider.signing name:Pn:Pt:Report:Nom: | Sequence Capture and Targeted Next-Generation Sequencing (NGS) followed by Polymerase Chain Reaction (PCR) and Sanger Sequencing
2022-12-19 | GNBLF | Bleeding Disorders, Focused Gene Panel, Next-Generation Sequencing, Varies | 619245 | Specimen | 31208-2 | Specimen source:Prid:Pt:XXX:Nom: | Sequence Capture and Targeted Next-Generation Sequencing (NGS) followed by Polymerase Chain Reaction (PCR) and Sanger Sequencing
2022-12-19 | GNBLF | Bleeding Disorders, Focused Gene Panel, Next-Generation Sequencing, Varies | 619246 | Source | 31208-2 | Specimen source:Prid:Pt:XXX:Nom: | Sequence Capture and Targeted Next-Generation Sequencing (NGS) followed by Polymerase Chain Reaction (PCR) and Sanger Sequencing
2022-12-19 | GNFIB | Congenital Fibrinogen Disorders, FGA, FGB, and FGG Genes, Next-Generation Sequencing, Varies | 619161 | Specimen | 31208-2 | Specimen source:Prid:Pt:XXX:Nom: | Sequence Capture and Targeted Next-Generation Sequencing (NGS) followed by Polymerase Chain Reaction (PCR) and Sanger Sequencing
2022-12-19 | GNFIB | Congenital Fibrinogen Disorders, FGA, FGB, and FGG Genes, Next-Generation Sequencing, Varies | 619162 | Source | 31208-2 | Specimen source:Prid:Pt:XXX:Nom: | Sequence Capture and Targeted Next-Generation Sequencing (NGS) followed by Polymerase Chain Reaction (PCR) and Sanger Sequencing
2022-12-19 | GNFIB | Congenital Fibrinogen Disorders, FGA, FGB, and FGG Genes, Next-Generation Sequencing, Varies | 619168 | Additional Information | 48767-8 | Annotation comment:Imp:Pt:{system}:Nar: | Sequence Capture and Targeted Next-Generation Sequencing (NGS) followed by Polymerase Chain Reaction (PCR) and Sanger Sequencing
2022-12-19 | GNFIB | Congenital Fibrinogen Disorders, FGA, FGB, and FGG Genes, Next-Generation Sequencing, Varies | 619172 | Released By | 18771-6 | Provider.signing name:Pn:Pt:Report:Nom: | Sequence Capture and Targeted Next-Generation Sequencing (NGS) followed by Polymerase Chain Reaction (PCR) and Sanger Sequencing
2022-12-19 | GNHMB | Hemophilia B, F9 Gene, Next-Generation Sequencing, Varies | 619126 | Additional Information | 48767-8 | Annotation comment:Imp:Pt:{system}:Nar: | Sequence Capture and Targeted Next-Generation Sequencing (NGS) followed by Polymerase Chain Reaction (PCR) and Sanger Sequencing
2022-12-19 | GNHMB | Hemophilia B, F9 Gene, Next-Generation Sequencing, Varies | 619130 | Released By | 18771-6 | Provider.signing name:Pn:Pt:Report:Nom: | Sequence Capture and Targeted Next-Generation Sequencing (NGS) followed by Polymerase Chain Reaction (PCR) and Sanger Sequencing
2022-12-19 | GNPRS | Protein S Deficiency, PROS1 Gene, Next-Generation Sequencing, Varies | 619189 | Specimen | 31208-2 | Specimen source:Prid:Pt:XXX:Nom: | Sequence Capture and Targeted Next-Generation Sequencing (NGS) followed by Polymerase Chain Reaction (PCR) and Sanger Sequencing
2022-12-19 | GNPRS | Protein S Deficiency, PROS1 Gene, Next-Generation Sequencing, Varies | 619190 | Source | 31208-2 | Specimen source:Prid:Pt:XXX:Nom: | Sequence Capture and Targeted Next-Generation Sequencing (NGS) followed by Polymerase Chain Reaction (PCR) and Sanger Sequencing
2022-12-19 | GNPRS | Protein S Deficiency, PROS1 Gene, Next-Generation Sequencing, Varies | 619196 | Additional Information | 48767-8 | Annotation comment:Imp:Pt:{system}:Nar: | Sequence Capture and Targeted Next-Generation Sequencing (NGS) followed by Polymerase Chain Reaction (PCR) and Sanger Sequencing
2022-12-19 | GNPRS | Protein S Deficiency, PROS1 Gene, Next-Generation Sequencing, Varies | 619200 | Released By | 18771-6 | Provider.signing name:Pn:Pt:Report:Nom: | Sequence Capture and Targeted Next-Generation Sequencing (NGS) followed by Polymerase Chain Reaction (PCR) and Sanger Sequencing
2022-12-19 | GNVWD | von Willebrand Disease, VWF and GP1BA Genes, Next-Generation Sequencing, Varies | 619203 | Specimen | 31208-2 | Specimen source:Prid:Pt:XXX:Nom: | Sequence Capture and Targeted Next-Generation Sequencing (NGS) followed by Polymerase Chain Reaction (PCR) and Sanger Sequencing
2022-12-19 | GNVWD | von Willebrand Disease, VWF and GP1BA Genes, Next-Generation Sequencing, Varies | 619204 | Source | 31208-2 | Specimen source:Prid:Pt:XXX:Nom: | Sequence Capture and Targeted Next-Generation Sequencing (NGS) followed by Polymerase Chain Reaction (PCR) and Sanger Sequencing
2022-12-19 | GNVWD | von Willebrand Disease, VWF and GP1BA Genes, Next-Generation Sequencing, Varies | 619210 | Additional Information | 48767-8 | Annotation comment:Imp:Pt:{system}:Nar: | Sequence Capture and Targeted Next-Generation Sequencing (NGS) followed by Polymerase Chain Reaction (PCR) and Sanger Sequencing
2022-12-19 | GNVWD | von Willebrand Disease, VWF and GP1BA Genes, Next-Generation Sequencing, Varies | 619214 | Released By | 18771-6 | Provider.signing name:Pn:Pt:Report:Nom: | Sequence Capture and Targeted Next-Generation Sequencing (NGS) followed by Polymerase Chain Reaction (PCR) and Sanger Sequencing
2022-12-19 | GNF7 | Factor VII Deficiency, F7 Gene, Next-Generation Sequencing, Varies | 619098 | Additional Information | 48767-8 | Annotation comment:Imp:Pt:{system}:Nar: | Sequence Capture and Targeted Next-Generation Sequencing (NGS) followed by Polymerase Chain Reaction (PCR) and Sanger Sequencing
2022-12-19 | GNF7 | Factor VII Deficiency, F7 Gene, Next-Generation Sequencing, Varies | 619102 | Released By | 18771-6 | Provider.signing name:Pn:Pt:Report:Nom: | Sequence Capture and Targeted Next-Generation Sequencing (NGS) followed by Polymerase Chain Reaction (PCR) and Sanger Sequencing
2022-12-19 | GNHMB | Hemophilia B, F9 Gene, Next-Generation Sequencing, Varies | 619119 | Specimen | 31208-2 | Specimen source:Prid:Pt:XXX:Nom: | Sequence Capture and Targeted Next-Generation Sequencing (NGS) followed by Polymerase Chain Reaction (PCR) and Sanger Sequencing
2022-12-19 | GNHMB | Hemophilia B, F9 Gene, Next-Generation Sequencing, Varies | 619120 | Source | 31208-2 | Specimen source:Prid:Pt:XXX:Nom: | Sequence Capture and Targeted Next-Generation Sequencing (NGS) followed by Polymerase Chain Reaction (PCR) and Sanger Sequencing
2022-12-19 | GNANT | Antithrombin Deficiency, SERPINC1 Gene, Next-Generation Sequencing, Varies | 619007 | Specimen | 31208-2 | Specimen source:Prid:Pt:XXX:Nom: | Sequence Capture and Targeted Next-Generation Sequencing (NGS) followed by Polymerase Chain Reaction (PCR) and Sanger Sequencing
2022-12-19 | GNANT | Antithrombin Deficiency, SERPINC1 Gene, Next-Generation Sequencing, Varies | 619008 | Source | 31208-2 | Specimen source:Prid:Pt:XXX:Nom: | Sequence Capture and Targeted Next-Generation Sequencing (NGS) followed by Polymerase Chain Reaction (PCR) and Sanger Sequencing
2022-12-19 | GNANT | Antithrombin Deficiency, SERPINC1 Gene, Next-Generation Sequencing, Varies | 619014 | Additional Information | 48767-8 | Annotation comment:Imp:Pt:{system}:Nar: | Sequence Capture and Targeted Next-Generation Sequencing (NGS) followed by Polymerase Chain Reaction (PCR) and Sanger Sequencing
2022-12-19 | GNANT | Antithrombin Deficiency, SERPINC1 Gene, Next-Generation Sequencing, Varies | 619018 | Released By | 18771-6 | Provider.signing name:Pn:Pt:Report:Nom: | Sequence Capture and Targeted Next-Generation Sequencing (NGS) followed by Polymerase Chain Reaction (PCR) and Sanger Sequencing
2022-12-19 | GNF7 | Factor VII Deficiency, F7 Gene, Next-Generation Sequencing, Varies | 619091 | Specimen | 31208-2 | Specimen source:Prid:Pt:XXX:Nom: | Sequence Capture and Targeted Next-Generation Sequencing (NGS) followed by Polymerase Chain Reaction (PCR) and Sanger Sequencing
2022-12-19 | GNF7 | Factor VII Deficiency, F7 Gene, Next-Generation Sequencing, Varies | 619092 | Source | 31208-2 | Specimen source:Prid:Pt:XXX:Nom: | Sequence Capture and Targeted Next-Generation Sequencing (NGS) followed by Polymerase Chain Reaction (PCR) and Sanger Sequencing
2022-12-14 | WNDZ | Wilson Disease, ATP7B Full Gene Sequencing with Deletion/Duplication, Varies | 619420 | Genes Analyzed | 48018-6 | Gene identifier:ID:Pt:Bld/Tiss:Nom: | Sequence Capture and Targeted Next-Generation Sequencing (NGS) followed by Polymerase Chain Reaction (PCR) and Sanger Sequencing.
2022-12-14 | WNDZ | Wilson Disease, ATP7B Full Gene Sequencing with Deletion/Duplication, Varies | 619410 | Test Description | 62364-5 | Test performance information:Find:Pt:XXX:Nar: | Sequence Capture and Targeted Next-Generation Sequencing (NGS) followed by Polymerase Chain Reaction (PCR) and Sanger Sequencing.
2022-12-14 | WNDZ | Wilson Disease, ATP7B Full Gene Sequencing with Deletion/Duplication, Varies | 619411 | Specimen | 31208-2 | Specimen source:Prid:Pt:XXX:Nom: | Sequence Capture and Targeted Next-Generation Sequencing (NGS) followed by Polymerase Chain Reaction (PCR) and Sanger Sequencing.
2022-12-14 | WNDZ | Wilson Disease, ATP7B Full Gene Sequencing with Deletion/Duplication, Varies | 619412 | Source | 31208-2 | Specimen source:Prid:Pt:XXX:Nom: | Sequence Capture and Targeted Next-Generation Sequencing (NGS) followed by Polymerase Chain Reaction (PCR) and Sanger Sequencing.
2022-12-14 | WNDZ | Wilson Disease, ATP7B Full Gene Sequencing with Deletion/Duplication, Varies | 619413 | Result Summary | 50397-9 | Molecular diagnostic overall interpretation:PrThr:Pt:Bld/Tiss:Ord:Molgen | Sequence Capture and Targeted Next-Generation Sequencing (NGS) followed by Polymerase Chain Reaction (PCR) and Sanger Sequencing.
2022-12-14 | WNDZ | Wilson Disease, ATP7B Full Gene Sequencing with Deletion/Duplication, Varies | 619414 | Result | 82939-0 | Genetic variant details:Find:Pt:Bld/Tiss:Nar:Molgen | Sequence Capture and Targeted Next-Generation Sequencing (NGS) followed by Polymerase Chain Reaction (PCR) and Sanger Sequencing.
2022-12-14 | WNDZ | Wilson Disease, ATP7B Full Gene Sequencing with Deletion/Duplication, Varies | 619415 | Interpretation | 69047-9 | Geneticist review:Imp:Pt:XXX:Nar: | Sequence Capture and Targeted Next-Generation Sequencing (NGS) followed by Polymerase Chain Reaction (PCR) and Sanger Sequencing.
2022-12-14 | WNDZ | Wilson Disease, ATP7B Full Gene Sequencing with Deletion/Duplication, Varies | 619417 | Resources | 99622-3 | Resource information for patient:Find:Pt:^Patient:Doc: | Sequence Capture and Targeted Next-Generation Sequencing (NGS) followed by Polymerase Chain Reaction (PCR) and Sanger Sequencing.
2022-12-14 | WNDZ | Wilson Disease, ATP7B Full Gene Sequencing with Deletion/Duplication, Varies | 619418 | Additional Information | 48767-8 | Annotation comment:Imp:Pt:{system}:Nar: | Sequence Capture and Targeted Next-Generation Sequencing (NGS) followed by Polymerase Chain Reaction (PCR) and Sanger Sequencing.
2022-12-14 | WNDZ | Wilson Disease, ATP7B Full Gene Sequencing with Deletion/Duplication, Varies | 619421 | Disclaimer | 62364-5 | Test performance information:Find:Pt:XXX:Nar: | Sequence Capture and Targeted Next-Generation Sequencing (NGS) followed by Polymerase Chain Reaction (PCR) and Sanger Sequencing.
2022-12-14 | WNDZ | Wilson Disease, ATP7B Full Gene Sequencing with Deletion/Duplication, Varies | 619422 | Released By | 18771-6 | Provider.signing name:Pn:Pt:Report:Nom: | Sequence Capture and Targeted Next-Generation Sequencing (NGS) followed by Polymerase Chain Reaction (PCR) and Sanger Sequencing.
2022-12-13 | VHPV | Human Papillomavirus (HPV) Vaginal Detection with Genotyping for High-Risk Types by PCR | 619403 | HPV High Risk type 16, PCR | 61372-9 | Human papilloma virus 16 DNA:PrThr:Pt:XXX:Ord:Probe.amp.tar | Real-Time Polymerase Chain Reaction (PCR)
2022-12-13 | VHPV | Human Papillomavirus (HPV) Vaginal Detection with Genotyping for High-Risk Types by PCR | 619404 | HPV High Risk type 18, PCR | 61373-7 | Human papilloma virus 18 DNA:PrThr:Pt:XXX:Ord:Probe.amp.tar | Real-Time Polymerase Chain Reaction (PCR)
2022-12-13 | VHPV | Human Papillomavirus (HPV) Vaginal Detection with Genotyping for High-Risk Types by PCR | 619405 | HPV other High Risk types, PCR | 77375-4 | Human papilloma virus 31+33+35+39+45+51+52+56+58+59+66+68 DNA:PrThr:Pt:XXX:Ord:Probe.amp.tar | Real-Time Polymerase Chain Reaction (PCR)
2022-12-12 | NCYB | Recessive Congenital Methemoglobinemia, CYB5 and CYB5 Reductase Genetic Analysis, Next-Generation Sequencing, Varies | 618983 | Interpretation | 59465-5 | Pathologist review:Imp:Pt:XXX:Nar: | Sequence Capture and Targeted Next-Generation Sequencing (NGS) followed by Polymerase Chain Reaction (PCR) and Sanger Sequencing.
2022-12-12 | NCYB | Recessive Congenital Methemoglobinemia, CYB5 and CYB5 Reductase Genetic Analysis, Next-Generation Sequencing, Varies | 618988 | Genes Analyzed | 82939-0 | Genetic variant details:Find:Pt:Bld/Tiss:Nar:Molgen | Sequence Capture and Targeted Next-Generation Sequencing (NGS) followed by Polymerase Chain Reaction (PCR) and Sanger Sequencing.
2022-12-12 | NCYB | Recessive Congenital Methemoglobinemia, CYB5 and CYB5 Reductase Genetic Analysis, Next-Generation Sequencing, Varies | 618985 | Resources | 99622-3 | Resource information for patient:Find:Pt:^Patient:Doc: | Sequence Capture and Targeted Next-Generation Sequencing (NGS) followed by Polymerase Chain Reaction (PCR) and Sanger Sequencing.
2022-12-12 | NENZ | Red Blood Cell Enzyme Disorders Gene Panel, Next-Generation Sequencing, Varies | 619055 | Resources | 99622-3 | Resource information for patient:Find:Pt:^Patient:Doc: | Sequence Capture and Targeted Next-Generation Sequencing (NGS) followed by Polymerase Chain Reaction (PCR) and Sanger Sequencing
2022-12-12 | NHEM | Hereditary Erythrocytosis Focused Gene Panel, Next-Generation Sequencing, Varies | 618999 | Resources | 99622-3 | Resource information for patient:Find:Pt:^Patient:Doc: | Sequence Capture and Targeted Next-Generation Sequencing (NGS) followed by Polymerase Chain Reaction (PCR) and Sanger Sequencing.
2022-12-12 | NHEP | Hereditary Erythrocytosis Gene Panel, Next-Generation Sequencing, Varies | 619027 | Resources | 99622-3 | Resource information for patient:Find:Pt:^Patient:Doc: | Sequence Capture and Targeted Next-Generation Sequencing (NGS) followed by Polymerase Chain Reaction (PCR) and Sanger Sequencing
2022-12-12 | NHHA | Hereditary Hemolytic Anemia Gene Panel, Next-Generation Sequencing, Varies | 619041 | Resources | 99622-3 | Resource information for patient:Find:Pt:^Patient:Doc: | Sequence Capture and Targeted Next-Generation Sequencing (NGS) followed by Polymerase Chain Reaction (PCR) and Sanger Sequencing
2022-12-12 | NMEM | Red Blood Cell Membrane Disorders Gene Panel, Next-Generation Sequencing, Varies | 619069 | Resources | 99622-3 | Resource information for patient:Find:Pt:^Patient:Doc: | Sequence Capture and Targeted Next-Generation Sequencing (NGS) followed by Polymerase Chain Reaction (PCR) and Sanger Sequencing
2022-12-12 | NENZ | Red Blood Cell Enzyme Disorders Gene Panel, Next-Generation Sequencing, Varies | 619048 | Test Description | 62364-5 | Test performance information:Find:Pt:XXX:Nar: | Sequence Capture and Targeted Next-Generation Sequencing (NGS) followed by Polymerase Chain Reaction (PCR) and Sanger Sequencing
2022-12-12 | NENZ | Red Blood Cell Enzyme Disorders Gene Panel, Next-Generation Sequencing, Varies | 619051 | Result Summary | 50397-9 | Molecular diagnostic overall interpretation:PrThr:Pt:Bld/Tiss:Ord:Molgen | Sequence Capture and Targeted Next-Generation Sequencing (NGS) followed by Polymerase Chain Reaction (PCR) and Sanger Sequencing
2022-12-12 | NENZ | Red Blood Cell Enzyme Disorders Gene Panel, Next-Generation Sequencing, Varies | 619052 | Result | 82939-0 | Genetic variant details:Find:Pt:Bld/Tiss:Nar:Molgen | Sequence Capture and Targeted Next-Generation Sequencing (NGS) followed by Polymerase Chain Reaction (PCR) and Sanger Sequencing
2022-12-12 | NENZ | Red Blood Cell Enzyme Disorders Gene Panel, Next-Generation Sequencing, Varies | 619053 | Interpretation | 59465-5 | Pathologist review:Imp:Pt:XXX:Nar: | Sequence Capture and Targeted Next-Generation Sequencing (NGS) followed by Polymerase Chain Reaction (PCR) and Sanger Sequencing
2022-12-12 | NENZ | Red Blood Cell Enzyme Disorders Gene Panel, Next-Generation Sequencing, Varies | 619057 | Method | 85069-3 | Lab test method:Type:Pt:Specimen:Nom: | Sequence Capture and Targeted Next-Generation Sequencing (NGS) followed by Polymerase Chain Reaction (PCR) and Sanger Sequencing
2022-12-12 | NENZ | Red Blood Cell Enzyme Disorders Gene Panel, Next-Generation Sequencing, Varies | 619058 | Genes Analyzed | 82939-0 | Genetic variant details:Find:Pt:Bld/Tiss:Nar:Molgen | Sequence Capture and Targeted Next-Generation Sequencing (NGS) followed by Polymerase Chain Reaction (PCR) and Sanger Sequencing
2022-12-12 | NENZ | Red Blood Cell Enzyme Disorders Gene Panel, Next-Generation Sequencing, Varies | 619059 | Disclaimer | 62364-5 | Test performance information:Find:Pt:XXX:Nar: | Sequence Capture and Targeted Next-Generation Sequencing (NGS) followed by Polymerase Chain Reaction (PCR) and Sanger Sequencing
2022-12-12 | NHHA | Hereditary Hemolytic Anemia Gene Panel, Next-Generation Sequencing, Varies | 619037 | Result Summary | 50397-9 | Molecular diagnostic overall interpretation:PrThr:Pt:Bld/Tiss:Ord:Molgen | Sequence Capture and Targeted Next-Generation Sequencing (NGS) followed by Polymerase Chain Reaction (PCR) and Sanger Sequencing
2022-12-12 | NHHA | Hereditary Hemolytic Anemia Gene Panel, Next-Generation Sequencing, Varies | 619038 | Result | 82939-0 | Genetic variant details:Find:Pt:Bld/Tiss:Nar:Molgen | Sequence Capture and Targeted Next-Generation Sequencing (NGS) followed by Polymerase Chain Reaction (PCR) and Sanger Sequencing
2022-12-12 | NHHA | Hereditary Hemolytic Anemia Gene Panel, Next-Generation Sequencing, Varies | 619039 | Interpretation | 59465-5 | Pathologist review:Imp:Pt:XXX:Nar: | Sequence Capture and Targeted Next-Generation Sequencing (NGS) followed by Polymerase Chain Reaction (PCR) and Sanger Sequencing
2022-12-12 | NHHA | Hereditary Hemolytic Anemia Gene Panel, Next-Generation Sequencing, Varies | 619043 | Method | 85069-3 | Lab test method:Type:Pt:Specimen:Nom: | Sequence Capture and Targeted Next-Generation Sequencing (NGS) followed by Polymerase Chain Reaction (PCR) and Sanger Sequencing
2022-12-12 | NHHA | Hereditary Hemolytic Anemia Gene Panel, Next-Generation Sequencing, Varies | 619044 | Genes Analyzed | 82939-0 | Genetic variant details:Find:Pt:Bld/Tiss:Nar:Molgen | Sequence Capture and Targeted Next-Generation Sequencing (NGS) followed by Polymerase Chain Reaction (PCR) and Sanger Sequencing
2022-12-12 | NHHA | Hereditary Hemolytic Anemia Gene Panel, Next-Generation Sequencing, Varies | 619045 | Disclaimer | 62364-5 | Test performance information:Find:Pt:XXX:Nar: | Sequence Capture and Targeted Next-Generation Sequencing (NGS) followed by Polymerase Chain Reaction (PCR) and Sanger Sequencing
2022-12-12 | NMEM | Red Blood Cell Membrane Disorders Gene Panel, Next-Generation Sequencing, Varies | 619062 | Test Description | 62364-5 | Test performance information:Find:Pt:XXX:Nar: | Sequence Capture and Targeted Next-Generation Sequencing (NGS) followed by Polymerase Chain Reaction (PCR) and Sanger Sequencing
2022-12-12 | NMEM | Red Blood Cell Membrane Disorders Gene Panel, Next-Generation Sequencing, Varies | 619065 | Result Summary | 50397-9 | Molecular diagnostic overall interpretation:PrThr:Pt:Bld/Tiss:Ord:Molgen | Sequence Capture and Targeted Next-Generation Sequencing (NGS) followed by Polymerase Chain Reaction (PCR) and Sanger Sequencing
2022-12-12 | NMEM | Red Blood Cell Membrane Disorders Gene Panel, Next-Generation Sequencing, Varies | 619066 | Result | 82939-0 | Genetic variant details:Find:Pt:Bld/Tiss:Nar:Molgen | Sequence Capture and Targeted Next-Generation Sequencing (NGS) followed by Polymerase Chain Reaction (PCR) and Sanger Sequencing
2022-12-12 | NMEM | Red Blood Cell Membrane Disorders Gene Panel, Next-Generation Sequencing, Varies | 619067 | Interpretation | 59465-5 | Pathologist review:Imp:Pt:XXX:Nar: | Sequence Capture and Targeted Next-Generation Sequencing (NGS) followed by Polymerase Chain Reaction (PCR) and Sanger Sequencing
2022-12-12 | NMEM | Red Blood Cell Membrane Disorders Gene Panel, Next-Generation Sequencing, Varies | 619071 | Method | 85069-3 | Lab test method:Type:Pt:Specimen:Nom: | Sequence Capture and Targeted Next-Generation Sequencing (NGS) followed by Polymerase Chain Reaction (PCR) and Sanger Sequencing
2022-12-12 | NMEM | Red Blood Cell Membrane Disorders Gene Panel, Next-Generation Sequencing, Varies | 619072 | Genes Analyzed | 82939-0 | Genetic variant details:Find:Pt:Bld/Tiss:Nar:Molgen | Sequence Capture and Targeted Next-Generation Sequencing (NGS) followed by Polymerase Chain Reaction (PCR) and Sanger Sequencing
2022-12-12 | NMEM | Red Blood Cell Membrane Disorders Gene Panel, Next-Generation Sequencing, Varies | 619073 | Disclaimer | 62364-5 | Test performance information:Find:Pt:XXX:Nar: | Sequence Capture and Targeted Next-Generation Sequencing (NGS) followed by Polymerase Chain Reaction (PCR) and Sanger Sequencing
2022-12-12 | NCYB | Recessive Congenital Methemoglobinemia, CYB5 and CYB5 Reductase Genetic Analysis, Next-Generation Sequencing, Varies | 618978 | Test Description | 62364-5 | Test performance information:Find:Pt:XXX:Nar: | Sequence Capture and Targeted Next-Generation Sequencing (NGS) followed by Polymerase Chain Reaction (PCR) and Sanger Sequencing.
2022-12-12 | NCYB | Recessive Congenital Methemoglobinemia, CYB5 and CYB5 Reductase Genetic Analysis, Next-Generation Sequencing, Varies | 618981 | Result Summary | 50397-9 | Molecular diagnostic overall interpretation:PrThr:Pt:Bld/Tiss:Ord:Molgen | Sequence Capture and Targeted Next-Generation Sequencing (NGS) followed by Polymerase Chain Reaction (PCR) and Sanger Sequencing.
2022-12-12 | NCYB | Recessive Congenital Methemoglobinemia, CYB5 and CYB5 Reductase Genetic Analysis, Next-Generation Sequencing, Varies | 618982 | Result | 82939-0 | Genetic variant details:Find:Pt:Bld/Tiss:Nar:Molgen | Sequence Capture and Targeted Next-Generation Sequencing (NGS) followed by Polymerase Chain Reaction (PCR) and Sanger Sequencing.
2022-12-12 | NCYB | Recessive Congenital Methemoglobinemia, CYB5 and CYB5 Reductase Genetic Analysis, Next-Generation Sequencing, Varies | 618987 | Method | 85069-3 | Lab test method:Type:Pt:Specimen:Nom: | Sequence Capture and Targeted Next-Generation Sequencing (NGS) followed by Polymerase Chain Reaction (PCR) and Sanger Sequencing.
2022-12-12 | NCYB | Recessive Congenital Methemoglobinemia, CYB5 and CYB5 Reductase Genetic Analysis, Next-Generation Sequencing, Varies | 618989 | Disclaimer | 62364-5 | Test performance information:Find:Pt:XXX:Nar: | Sequence Capture and Targeted Next-Generation Sequencing (NGS) followed by Polymerase Chain Reaction (PCR) and Sanger Sequencing.
2022-12-12 | NHEM | Hereditary Erythrocytosis Focused Gene Panel, Next-Generation Sequencing, Varies | 618992 | Test Description | 62364-5 | Test performance information:Find:Pt:XXX:Nar: | Sequence Capture and Targeted Next-Generation Sequencing (NGS) followed by Polymerase Chain Reaction (PCR) and Sanger Sequencing.
2022-12-12 | NHEM | Hereditary Erythrocytosis Focused Gene Panel, Next-Generation Sequencing, Varies | 618995 | Result Summary | 50397-9 | Molecular diagnostic overall interpretation:PrThr:Pt:Bld/Tiss:Ord:Molgen | Sequence Capture and Targeted Next-Generation Sequencing (NGS) followed by Polymerase Chain Reaction (PCR) and Sanger Sequencing.
2022-12-12 | NHEM | Hereditary Erythrocytosis Focused Gene Panel, Next-Generation Sequencing, Varies | 618996 | Result | 82939-0 | Genetic variant details:Find:Pt:Bld/Tiss:Nar:Molgen | Sequence Capture and Targeted Next-Generation Sequencing (NGS) followed by Polymerase Chain Reaction (PCR) and Sanger Sequencing.
2022-12-12 | NHEM | Hereditary Erythrocytosis Focused Gene Panel, Next-Generation Sequencing, Varies | 618997 | Interpretation | 59465-5 | Pathologist review:Imp:Pt:XXX:Nar: | Sequence Capture and Targeted Next-Generation Sequencing (NGS) followed by Polymerase Chain Reaction (PCR) and Sanger Sequencing.
2022-12-12 | NHEM | Hereditary Erythrocytosis Focused Gene Panel, Next-Generation Sequencing, Varies | 619001 | Method | 85069-3 | Lab test method:Type:Pt:Specimen:Nom: | Sequence Capture and Targeted Next-Generation Sequencing (NGS) followed by Polymerase Chain Reaction (PCR) and Sanger Sequencing.
2022-12-12 | NHEM | Hereditary Erythrocytosis Focused Gene Panel, Next-Generation Sequencing, Varies | 619002 | Genes Analyzed | 82939-0 | Genetic variant details:Find:Pt:Bld/Tiss:Nar:Molgen | Sequence Capture and Targeted Next-Generation Sequencing (NGS) followed by Polymerase Chain Reaction (PCR) and Sanger Sequencing.
2022-12-12 | NHEM | Hereditary Erythrocytosis Focused Gene Panel, Next-Generation Sequencing, Varies | 619003 | Disclaimer | 62364-5 | Test performance information:Find:Pt:XXX:Nar: | Sequence Capture and Targeted Next-Generation Sequencing (NGS) followed by Polymerase Chain Reaction (PCR) and Sanger Sequencing.
2022-12-12 | NHEP | Hereditary Erythrocytosis Gene Panel, Next-Generation Sequencing, Varies | 619020 | Test Description | 62364-5 | Test performance information:Find:Pt:XXX:Nar: | Sequence Capture and Targeted Next-Generation Sequencing (NGS) followed by Polymerase Chain Reaction (PCR) and Sanger Sequencing
2022-12-12 | NHEP | Hereditary Erythrocytosis Gene Panel, Next-Generation Sequencing, Varies | 619023 | Result Summary | 50397-9 | Molecular diagnostic overall interpretation:PrThr:Pt:Bld/Tiss:Ord:Molgen | Sequence Capture and Targeted Next-Generation Sequencing (NGS) followed by Polymerase Chain Reaction (PCR) and Sanger Sequencing
2022-12-12 | NHEP | Hereditary Erythrocytosis Gene Panel, Next-Generation Sequencing, Varies | 619024 | Result | 82939-0 | Genetic variant details:Find:Pt:Bld/Tiss:Nar:Molgen | Sequence Capture and Targeted Next-Generation Sequencing (NGS) followed by Polymerase Chain Reaction (PCR) and Sanger Sequencing
2022-12-12 | NHEP | Hereditary Erythrocytosis Gene Panel, Next-Generation Sequencing, Varies | 619025 | Interpretation | 59465-5 | Pathologist review:Imp:Pt:XXX:Nar: | Sequence Capture and Targeted Next-Generation Sequencing (NGS) followed by Polymerase Chain Reaction (PCR) and Sanger Sequencing
2022-12-12 | NHEP | Hereditary Erythrocytosis Gene Panel, Next-Generation Sequencing, Varies | 619029 | Method | 85069-3 | Lab test method:Type:Pt:Specimen:Nom: | Sequence Capture and Targeted Next-Generation Sequencing (NGS) followed by Polymerase Chain Reaction (PCR) and Sanger Sequencing
2022-12-12 | NHEP | Hereditary Erythrocytosis Gene Panel, Next-Generation Sequencing, Varies | 619030 | Genes Analyzed | 82939-0 | Genetic variant details:Find:Pt:Bld/Tiss:Nar:Molgen | Sequence Capture and Targeted Next-Generation Sequencing (NGS) followed by Polymerase Chain Reaction (PCR) and Sanger Sequencing
2022-12-12 | NHEP | Hereditary Erythrocytosis Gene Panel, Next-Generation Sequencing, Varies | 619031 | Disclaimer | 62364-5 | Test performance information:Find:Pt:XXX:Nar: | Sequence Capture and Targeted Next-Generation Sequencing (NGS) followed by Polymerase Chain Reaction (PCR) and Sanger Sequencing
2022-12-12 | NHHA | Hereditary Hemolytic Anemia Gene Panel, Next-Generation Sequencing, Varies | 619034 | Test Description | 62364-5 | Test performance information:Find:Pt:XXX:Nar: | Sequence Capture and Targeted Next-Generation Sequencing (NGS) followed by Polymerase Chain Reaction (PCR) and Sanger Sequencing
2022-12-12 | NMEM | Red Blood Cell Membrane Disorders Gene Panel, Next-Generation Sequencing, Varies | 619074 | Released By | 18771-6 | Provider.signing name:Pn:Pt:Report:Nom: | Sequence Capture and Targeted Next-Generation Sequencing (NGS) followed by Polymerase Chain Reaction (PCR) and Sanger Sequencing
2022-12-12 | NCYB | Recessive Congenital Methemoglobinemia, CYB5 and CYB5 Reductase Genetic Analysis, Next-Generation Sequencing, Varies | 618979 | Specimen | 31208-2 | Specimen source:Prid:Pt:XXX:Nom: | Sequence Capture and Targeted Next-Generation Sequencing (NGS) followed by Polymerase Chain Reaction (PCR) and Sanger Sequencing.
2022-12-12 | NCYB | Recessive Congenital Methemoglobinemia, CYB5 and CYB5 Reductase Genetic Analysis, Next-Generation Sequencing, Varies | 618980 | Source | 31208-2 | Specimen source:Prid:Pt:XXX:Nom: | Sequence Capture and Targeted Next-Generation Sequencing (NGS) followed by Polymerase Chain Reaction (PCR) and Sanger Sequencing.
2022-12-12 | NCYB | Recessive Congenital Methemoglobinemia, CYB5 and CYB5 Reductase Genetic Analysis, Next-Generation Sequencing, Varies | 618986 | Additional Information | 48767-8 | Annotation comment:Imp:Pt:{system}:Nar: | Sequence Capture and Targeted Next-Generation Sequencing (NGS) followed by Polymerase Chain Reaction (PCR) and Sanger Sequencing.
2022-12-12 | NCYB | Recessive Congenital Methemoglobinemia, CYB5 and CYB5 Reductase Genetic Analysis, Next-Generation Sequencing, Varies | 618990 | Released By | 18771-6 | Provider.signing name:Pn:Pt:Report:Nom: | Sequence Capture and Targeted Next-Generation Sequencing (NGS) followed by Polymerase Chain Reaction (PCR) and Sanger Sequencing.
2022-12-12 | NENZ | Red Blood Cell Enzyme Disorders Gene Panel, Next-Generation Sequencing, Varies | 619049 | Specimen | 31208-2 | Specimen source:Prid:Pt:XXX:Nom: | Sequence Capture and Targeted Next-Generation Sequencing (NGS) followed by Polymerase Chain Reaction (PCR) and Sanger Sequencing
2022-12-12 | NENZ | Red Blood Cell Enzyme Disorders Gene Panel, Next-Generation Sequencing, Varies | 619050 | Source | 31208-2 | Specimen source:Prid:Pt:XXX:Nom: | Sequence Capture and Targeted Next-Generation Sequencing (NGS) followed by Polymerase Chain Reaction (PCR) and Sanger Sequencing
2022-12-12 | NENZ | Red Blood Cell Enzyme Disorders Gene Panel, Next-Generation Sequencing, Varies | 619056 | Additional Information | 48767-8 | Annotation comment:Imp:Pt:{system}:Nar: | Sequence Capture and Targeted Next-Generation Sequencing (NGS) followed by Polymerase Chain Reaction (PCR) and Sanger Sequencing
2022-12-12 | NENZ | Red Blood Cell Enzyme Disorders Gene Panel, Next-Generation Sequencing, Varies | 619060 | Released By | 18771-6 | Provider.signing name:Pn:Pt:Report:Nom: | Sequence Capture and Targeted Next-Generation Sequencing (NGS) followed by Polymerase Chain Reaction (PCR) and Sanger Sequencing
2022-12-12 | NHEM | Hereditary Erythrocytosis Focused Gene Panel, Next-Generation Sequencing, Varies | 618993 | Specimen | 31208-2 | Specimen source:Prid:Pt:XXX:Nom: | Sequence Capture and Targeted Next-Generation Sequencing (NGS) followed by Polymerase Chain Reaction (PCR) and Sanger Sequencing.
2022-12-12 | NHEM | Hereditary Erythrocytosis Focused Gene Panel, Next-Generation Sequencing, Varies | 618994 | Source | 31208-2 | Specimen source:Prid:Pt:XXX:Nom: | Sequence Capture and Targeted Next-Generation Sequencing (NGS) followed by Polymerase Chain Reaction (PCR) and Sanger Sequencing.
2022-12-12 | NHEM | Hereditary Erythrocytosis Focused Gene Panel, Next-Generation Sequencing, Varies | 619000 | Additional Information | 48767-8 | Annotation comment:Imp:Pt:{system}:Nar: | Sequence Capture and Targeted Next-Generation Sequencing (NGS) followed by Polymerase Chain Reaction (PCR) and Sanger Sequencing.
2022-12-12 | NHEM | Hereditary Erythrocytosis Focused Gene Panel, Next-Generation Sequencing, Varies | 619004 | Released By | 18771-6 | Provider.signing name:Pn:Pt:Report:Nom: | Sequence Capture and Targeted Next-Generation Sequencing (NGS) followed by Polymerase Chain Reaction (PCR) and Sanger Sequencing.
2022-12-12 | NHEP | Hereditary Erythrocytosis Gene Panel, Next-Generation Sequencing, Varies | 619021 | Specimen | 31208-2 | Specimen source:Prid:Pt:XXX:Nom: | Sequence Capture and Targeted Next-Generation Sequencing (NGS) followed by Polymerase Chain Reaction (PCR) and Sanger Sequencing
2022-12-12 | NHEP | Hereditary Erythrocytosis Gene Panel, Next-Generation Sequencing, Varies | 619022 | Source | 31208-2 | Specimen source:Prid:Pt:XXX:Nom: | Sequence Capture and Targeted Next-Generation Sequencing (NGS) followed by Polymerase Chain Reaction (PCR) and Sanger Sequencing
2022-12-12 | NHEP | Hereditary Erythrocytosis Gene Panel, Next-Generation Sequencing, Varies | 619028 | Additional Information | 48767-8 | Annotation comment:Imp:Pt:{system}:Nar: | Sequence Capture and Targeted Next-Generation Sequencing (NGS) followed by Polymerase Chain Reaction (PCR) and Sanger Sequencing
2022-12-12 | NHEP | Hereditary Erythrocytosis Gene Panel, Next-Generation Sequencing, Varies | 619032 | Released By | 18771-6 | Provider.signing name:Pn:Pt:Report:Nom: | Sequence Capture and Targeted Next-Generation Sequencing (NGS) followed by Polymerase Chain Reaction (PCR) and Sanger Sequencing
2022-12-12 | NHHA | Hereditary Hemolytic Anemia Gene Panel, Next-Generation Sequencing, Varies | 619035 | Specimen | 31208-2 | Specimen source:Prid:Pt:XXX:Nom: | Sequence Capture and Targeted Next-Generation Sequencing (NGS) followed by Polymerase Chain Reaction (PCR) and Sanger Sequencing
2022-12-12 | NHHA | Hereditary Hemolytic Anemia Gene Panel, Next-Generation Sequencing, Varies | 619036 | Source | 31208-2 | Specimen source:Prid:Pt:XXX:Nom: | Sequence Capture and Targeted Next-Generation Sequencing (NGS) followed by Polymerase Chain Reaction (PCR) and Sanger Sequencing
2022-12-12 | NHHA | Hereditary Hemolytic Anemia Gene Panel, Next-Generation Sequencing, Varies | 619042 | Additional Information | 48767-8 | Annotation comment:Imp:Pt:{system}:Nar: | Sequence Capture and Targeted Next-Generation Sequencing (NGS) followed by Polymerase Chain Reaction (PCR) and Sanger Sequencing
2022-12-12 | NHHA | Hereditary Hemolytic Anemia Gene Panel, Next-Generation Sequencing, Varies | 619046 | Released By | 18771-6 | Provider.signing name:Pn:Pt:Report:Nom: | Sequence Capture and Targeted Next-Generation Sequencing (NGS) followed by Polymerase Chain Reaction (PCR) and Sanger Sequencing
2022-12-12 | NMEM | Red Blood Cell Membrane Disorders Gene Panel, Next-Generation Sequencing, Varies | 619063 | Specimen | 31208-2 | Specimen source:Prid:Pt:XXX:Nom: | Sequence Capture and Targeted Next-Generation Sequencing (NGS) followed by Polymerase Chain Reaction (PCR) and Sanger Sequencing
2022-12-12 | NMEM | Red Blood Cell Membrane Disorders Gene Panel, Next-Generation Sequencing, Varies | 619064 | Source | 31208-2 | Specimen source:Prid:Pt:XXX:Nom: | Sequence Capture and Targeted Next-Generation Sequencing (NGS) followed by Polymerase Chain Reaction (PCR) and Sanger Sequencing
2022-12-12 | NMEM | Red Blood Cell Membrane Disorders Gene Panel, Next-Generation Sequencing, Varies | 619070 | Additional Information | 48767-8 | Annotation comment:Imp:Pt:{system}:Nar: | Sequence Capture and Targeted Next-Generation Sequencing (NGS) followed by Polymerase Chain Reaction (PCR) and Sanger Sequencing
2022-12-09 | NCDA | Congenital Dyserythropoietic Anemia Gene Panel, Next-Generation Sequencing, Varies | 619084 | Additional Information | 48767-8 | Annotation comment:Imp:Pt:{system}:Nar: | Sequence Capture and Targeted Next-Generation Sequencing (NGS) followed by Polymerase Chain Reaction (PCR) and Sanger Sequencing
2022-12-09 | NCDA | Congenital Dyserythropoietic Anemia Gene Panel, Next-Generation Sequencing, Varies | 619085 | Method | 85069-3 | Lab test method:Type:Pt:Specimen:Nom: | Sequence Capture and Targeted Next-Generation Sequencing (NGS) followed by Polymerase Chain Reaction (PCR) and Sanger Sequencing
2022-12-09 | NCDA | Congenital Dyserythropoietic Anemia Gene Panel, Next-Generation Sequencing, Varies | 619086 | Genes Analyzed | 82939-0 | Genetic variant details:Find:Pt:Bld/Tiss:Nar:Molgen | Sequence Capture and Targeted Next-Generation Sequencing (NGS) followed by Polymerase Chain Reaction (PCR) and Sanger Sequencing
2022-12-09 | NCDA | Congenital Dyserythropoietic Anemia Gene Panel, Next-Generation Sequencing, Varies | 619087 | Disclaimer | 62364-5 | Test performance information:Find:Pt:XXX:Nar: | Sequence Capture and Targeted Next-Generation Sequencing (NGS) followed by Polymerase Chain Reaction (PCR) and Sanger Sequencing
2022-12-09 | NCDA | Congenital Dyserythropoietic Anemia Gene Panel, Next-Generation Sequencing, Varies | 619088 | Released By | 18771-6 | Provider.signing name:Pn:Pt:Report:Nom: | Sequence Capture and Targeted Next-Generation Sequencing (NGS) followed by Polymerase Chain Reaction (PCR) and Sanger Sequencing
2022-12-09 | NCDA | Congenital Dyserythropoietic Anemia Gene Panel, Next-Generation Sequencing, Varies | 619076 | Test Description | 62364-5 | Test performance information:Find:Pt:XXX:Nar: | Sequence Capture and Targeted Next-Generation Sequencing (NGS) followed by Polymerase Chain Reaction (PCR) and Sanger Sequencing
2022-12-09 | NCDA | Congenital Dyserythropoietic Anemia Gene Panel, Next-Generation Sequencing, Varies | 619079 | Result Summary | 50397-9 | Molecular diagnostic overall interpretation:PrThr:Pt:Bld/Tiss:Ord:Molgen | Sequence Capture and Targeted Next-Generation Sequencing (NGS) followed by Polymerase Chain Reaction (PCR) and Sanger Sequencing
2022-12-09 | NCDA | Congenital Dyserythropoietic Anemia Gene Panel, Next-Generation Sequencing, Varies | 619080 | Result | 82939-0 | Genetic variant details:Find:Pt:Bld/Tiss:Nar:Molgen | Sequence Capture and Targeted Next-Generation Sequencing (NGS) followed by Polymerase Chain Reaction (PCR) and Sanger Sequencing
2022-12-09 | NCDA | Congenital Dyserythropoietic Anemia Gene Panel, Next-Generation Sequencing, Varies | 619081 | Interpretation | 69047-9 | Geneticist review:Imp:Pt:XXX:Nar: | Sequence Capture and Targeted Next-Generation Sequencing (NGS) followed by Polymerase Chain Reaction (PCR) and Sanger Sequencing
2022-12-09 | NCDA | Congenital Dyserythropoietic Anemia Gene Panel, Next-Generation Sequencing, Varies | 619083 | Resources | 99622-3 | Resource information for patient:Find:Pt:^Patient:Doc: | Sequence Capture and Targeted Next-Generation Sequencing (NGS) followed by Polymerase Chain Reaction (PCR) and Sanger Sequencing
2022-12-09 | NCDA | Congenital Dyserythropoietic Anemia Gene Panel, Next-Generation Sequencing, Varies | 619077 | Specimen | 31208-2 | Specimen source:Prid:Pt:XXX:Nom: | Sequence Capture and Targeted Next-Generation Sequencing (NGS) followed by Polymerase Chain Reaction (PCR) and Sanger Sequencing
2022-12-09 | NCDA | Congenital Dyserythropoietic Anemia Gene Panel, Next-Generation Sequencing, Varies | 619078 | Source | 31208-2 | Specimen source:Prid:Pt:XXX:Nom: | Sequence Capture and Targeted Next-Generation Sequencing (NGS) followed by Polymerase Chain Reaction (PCR) and Sanger Sequencing
2022-12-06 | HPVP | Human Papillomavirus (HPV) DNA Detection with Genotyping, High Risk Types by PCR with Papanicolaou Smear Reflex, ThinPrep, Varies | 37310 | Interpretation | 77379-6 | Human papilloma virus 16 & 18 & 31+33+35+39+45+51+52+56+58+59+66+68 DNA:Imp:Pt:Cvx:Nom: | HPVP: Real-Time Polymerase Chain Reaction (PCR) TPRCY: Light Microscopy
2022-12-02 | F822P | Hemophilia A F8 Gene, Intron 22 Inversion Mutation Analysis, Prenatal | 35010 | HA F8 Int22 Inversion KM, AF or CVS | 91680-9 | F8 gene intron 22 inversion targeted mutation analysis:Find:Pt:Amnio fld/CVS:Doc:Molgen | Inverse Shifting-Polymerase Chain Reaction (IS-PCR)
2022-12-02 | F822B | Hemophilia A F8 Gene, Intron 22 Inversion Known Mutation, Whole Blood | 35007 | HA F8 Intron 22 Inversion KM, B | 91679-1 | F8 gene intron 22 inversion targeted mutation analysis:Find:Pt:Bld/Tiss:Doc:Molgen | Inverse Shifting-Polymerase Chain Reaction (IS-PCR)
2022-11-30 | MBRAF | BRAF V600 Somatic Mutation Analysis, Bone Marrow | 616934 | Sample ID | 80398-1 | Unique identifier:ID:Pt:Current sample:Nom: | Real-Time PCR Amplification and Detection
2022-11-30 | MBRAF | BRAF V600 Somatic Mutation Analysis, Bone Marrow | 616936 | Method Summary | 85069-3 | Lab test method:Type:Pt:Specimen:Nom: | Real-Time PCR Amplification and Detection
2022-11-30 | MBRAF | BRAF V600 Somatic Mutation Analysis, Bone Marrow | 616938 | Disclaimer | 62364-5 | Test performance information:Find:Pt:XXX:Nar: | Real-Time PCR Amplification and Detection
2022-11-30 | MBRAF | BRAF V600 Somatic Mutation Analysis, Bone Marrow | 616939 | Signing Pathologist | 18771-6 | Provider.signing name:Pn:Pt:Report:Nom: | Real-Time PCR Amplification and Detection
2022-11-30 | MBRAF | BRAF V600 Somatic Mutation Analysis, Bone Marrow | 616952 | Specimen | 31208-2 | Specimen source:Prid:Pt:XXX:Nom: | Real-Time PCR Amplification and Detection
2022-11-30 | MBRAF | BRAF V600 Somatic Mutation Analysis, Bone Marrow | 616930 | Result | 85101-4 | BRAF gene.p.Val600Glu:PrThr:Pt:Bone mar:Ord:Molgen | Real-Time PCR Amplification and Detection
2022-11-30 | MBRAF | BRAF V600 Somatic Mutation Analysis, Bone Marrow | 616931 | Indication for Testing | 42349-1 | Reason for referral:Find:Pt:^Patient:Nar: | Real-Time PCR Amplification and Detection
2022-11-30 | MBRAF | BRAF V600 Somatic Mutation Analysis, Bone Marrow | 616933 | Source | 31208-2 | Specimen source:Prid:Pt:XXX:Nom: | Real-Time PCR Amplification and Detection
2022-11-29 | NFLC | Neurofilament Light Chain, Plasma | 616854 | Neurofilament Light Chain, P | 101281-4 | Neurofilament light chain:MCnc:Pt:Ser/Plas:Qn:IA | Digital Immunoassay
2022-11-28 | GNSPD | Platelet Storage Pool Deficiency Gene Panel, Next-Generation Sequencing, Varies | 619328 | Test Description | 62364-5 | Test performance information:Find:Pt:XXX:Nar: | Sequence Capture and Targeted Next-Generation Sequencing (NGS) followed by Polymerase Chain Reaction (PCR) and Sanger Sequencing
2022-11-28 | GNSPD | Platelet Storage Pool Deficiency Gene Panel, Next-Generation Sequencing, Varies | 619329 | Specimen | 31208-2 | Specimen source:Prid:Pt:XXX:Nom: | Sequence Capture and Targeted Next-Generation Sequencing (NGS) followed by Polymerase Chain Reaction (PCR) and Sanger Sequencing
2022-11-28 | GNSPD | Platelet Storage Pool Deficiency Gene Panel, Next-Generation Sequencing, Varies | 619330 | Source | 31208-2 | Specimen source:Prid:Pt:XXX:Nom: | Sequence Capture and Targeted Next-Generation Sequencing (NGS) followed by Polymerase Chain Reaction (PCR) and Sanger Sequencing
2022-11-28 | GNSPD | Platelet Storage Pool Deficiency Gene Panel, Next-Generation Sequencing, Varies | 619331 | Result Summary | 50397-9 | Molecular diagnostic overall interpretation:PrThr:Pt:Bld/Tiss:Ord:Molgen | Sequence Capture and Targeted Next-Generation Sequencing (NGS) followed by Polymerase Chain Reaction (PCR) and Sanger Sequencing
2022-11-28 | GNSPD | Platelet Storage Pool Deficiency Gene Panel, Next-Generation Sequencing, Varies | 619332 | Result | 82939-0 | Genetic variant details:Find:Pt:Bld/Tiss:Nar:Molgen | Sequence Capture and Targeted Next-Generation Sequencing (NGS) followed by Polymerase Chain Reaction (PCR) and Sanger Sequencing
2022-11-28 | GNSPD | Platelet Storage Pool Deficiency Gene Panel, Next-Generation Sequencing, Varies | 619333 | Interpretation | 69047-9 | Geneticist review:Imp:Pt:XXX:Nar: | Sequence Capture and Targeted Next-Generation Sequencing (NGS) followed by Polymerase Chain Reaction (PCR) and Sanger Sequencing
2022-11-28 | GNSPD | Platelet Storage Pool Deficiency Gene Panel, Next-Generation Sequencing, Varies | 619336 | Additional Information | 48767-8 | Annotation comment:Imp:Pt:{system}:Nar: | Sequence Capture and Targeted Next-Generation Sequencing (NGS) followed by Polymerase Chain Reaction (PCR) and Sanger Sequencing
2022-11-28 | GNSPD | Platelet Storage Pool Deficiency Gene Panel, Next-Generation Sequencing, Varies | 619338 | Genes Analyzed | 82939-0 | Genetic variant details:Find:Pt:Bld/Tiss:Nar:Molgen | Sequence Capture and Targeted Next-Generation Sequencing (NGS) followed by Polymerase Chain Reaction (PCR) and Sanger Sequencing
2022-11-28 | GNSPD | Platelet Storage Pool Deficiency Gene Panel, Next-Generation Sequencing, Varies | 619339 | Disclaimer | 62364-5 | Test performance information:Find:Pt:XXX:Nar: | Sequence Capture and Targeted Next-Generation Sequencing (NGS) followed by Polymerase Chain Reaction (PCR) and Sanger Sequencing
2022-11-28 | GNSPD | Platelet Storage Pool Deficiency Gene Panel, Next-Generation Sequencing, Varies | 619340 | Released By | 18771-6 | Provider.signing name:Pn:Pt:Report:Nom: | Sequence Capture and Targeted Next-Generation Sequencing (NGS) followed by Polymerase Chain Reaction (PCR) and Sanger Sequencing
2022-11-28 | GNMY9 | MYH9-Related Disorders, MYH9 Gene, Next-Generation Sequencing, Varies | 619300 | Test Description | 62364-5 | Test performance information:Find:Pt:XXX:Nar: | Sequence Capture and Targeted Next-Generation Sequencing (NGS) followed by Polymerase Chain Reaction (PCR) and Sanger Sequencing.
2022-11-28 | GNMY9 | MYH9-Related Disorders, MYH9 Gene, Next-Generation Sequencing, Varies | 619301 | Specimen | 31208-2 | Specimen source:Prid:Pt:XXX:Nom: | Sequence Capture and Targeted Next-Generation Sequencing (NGS) followed by Polymerase Chain Reaction (PCR) and Sanger Sequencing.
2022-11-28 | GNMY9 | MYH9-Related Disorders, MYH9 Gene, Next-Generation Sequencing, Varies | 619302 | Source | 31208-2 | Specimen source:Prid:Pt:XXX:Nom: | Sequence Capture and Targeted Next-Generation Sequencing (NGS) followed by Polymerase Chain Reaction (PCR) and Sanger Sequencing.
2022-11-28 | GNMY9 | MYH9-Related Disorders, MYH9 Gene, Next-Generation Sequencing, Varies | 619303 | Result Summary | 50397-9 | Molecular diagnostic overall interpretation:PrThr:Pt:Bld/Tiss:Ord:Molgen | Sequence Capture and Targeted Next-Generation Sequencing (NGS) followed by Polymerase Chain Reaction (PCR) and Sanger Sequencing.
2022-11-28 | GNMY9 | MYH9-Related Disorders, MYH9 Gene, Next-Generation Sequencing, Varies | 619304 | Result | 82939-0 | Genetic variant details:Find:Pt:Bld/Tiss:Nar:Molgen | Sequence Capture and Targeted Next-Generation Sequencing (NGS) followed by Polymerase Chain Reaction (PCR) and Sanger Sequencing.
2022-11-28 | GNMY9 | MYH9-Related Disorders, MYH9 Gene, Next-Generation Sequencing, Varies | 619305 | Interpretation | 69047-9 | Geneticist review:Imp:Pt:XXX:Nar: | Sequence Capture and Targeted Next-Generation Sequencing (NGS) followed by Polymerase Chain Reaction (PCR) and Sanger Sequencing.
2022-11-28 | GNMY9 | MYH9-Related Disorders, MYH9 Gene, Next-Generation Sequencing, Varies | 619308 | Additional Information | 48767-8 | Annotation comment:Imp:Pt:{system}:Nar: | Sequence Capture and Targeted Next-Generation Sequencing (NGS) followed by Polymerase Chain Reaction (PCR) and Sanger Sequencing.
2022-11-28 | GNMY9 | MYH9-Related Disorders, MYH9 Gene, Next-Generation Sequencing, Varies | 619309 | Method | 85069-3 | Lab test method:Type:Pt:Specimen:Nom: | Sequence Capture and Targeted Next-Generation Sequencing (NGS) followed by Polymerase Chain Reaction (PCR) and Sanger Sequencing.
2022-11-28 | GNMY9 | MYH9-Related Disorders, MYH9 Gene, Next-Generation Sequencing, Varies | 619310 | Genes Analyzed | 82939-0 | Genetic variant details:Find:Pt:Bld/Tiss:Nar:Molgen | Sequence Capture and Targeted Next-Generation Sequencing (NGS) followed by Polymerase Chain Reaction (PCR) and Sanger Sequencing.
2022-11-28 | GNMY9 | MYH9-Related Disorders, MYH9 Gene, Next-Generation Sequencing, Varies | 619311 | Disclaimer | 62364-5 | Test performance information:Find:Pt:XXX:Nar: | Sequence Capture and Targeted Next-Generation Sequencing (NGS) followed by Polymerase Chain Reaction (PCR) and Sanger Sequencing.
2022-11-28 | GNMY9 | MYH9-Related Disorders, MYH9 Gene, Next-Generation Sequencing, Varies | 619312 | Released By | 18771-6 | Provider.signing name:Pn:Pt:Report:Nom: | Sequence Capture and Targeted Next-Generation Sequencing (NGS) followed by Polymerase Chain Reaction (PCR) and Sanger Sequencing.
2022-11-28 | GNADM | Hereditary Thrombotic Thrombocytopenic Purpura, ADAMTS13 Gene, Next-Generation Sequencing, Varies | 619230 | Test Description | 62364-5 | Test performance information:Find:Pt:XXX:Nar: | Sequence Capture and Targeted Next-Generation Sequencing (NGS) followed by Polymerase Chain Reaction (PCR) and Sanger Sequencing
2022-11-28 | GNADM | Hereditary Thrombotic Thrombocytopenic Purpura, ADAMTS13 Gene, Next-Generation Sequencing, Varies | 619231 | Specimen | 31208-2 | Specimen source:Prid:Pt:XXX:Nom: | Sequence Capture and Targeted Next-Generation Sequencing (NGS) followed by Polymerase Chain Reaction (PCR) and Sanger Sequencing
2022-11-28 | GNADM | Hereditary Thrombotic Thrombocytopenic Purpura, ADAMTS13 Gene, Next-Generation Sequencing, Varies | 619232 | Source | 31208-2 | Specimen source:Prid:Pt:XXX:Nom: | Sequence Capture and Targeted Next-Generation Sequencing (NGS) followed by Polymerase Chain Reaction (PCR) and Sanger Sequencing
2022-11-28 | GNADM | Hereditary Thrombotic Thrombocytopenic Purpura, ADAMTS13 Gene, Next-Generation Sequencing, Varies | 619233 | Result Summary | 50397-9 | Molecular diagnostic overall interpretation:PrThr:Pt:Bld/Tiss:Ord:Molgen | Sequence Capture and Targeted Next-Generation Sequencing (NGS) followed by Polymerase Chain Reaction (PCR) and Sanger Sequencing
2022-11-28 | GNADM | Hereditary Thrombotic Thrombocytopenic Purpura, ADAMTS13 Gene, Next-Generation Sequencing, Varies | 619234 | Result | 82939-0 | Genetic variant details:Find:Pt:Bld/Tiss:Nar:Molgen | Sequence Capture and Targeted Next-Generation Sequencing (NGS) followed by Polymerase Chain Reaction (PCR) and Sanger Sequencing
2022-11-28 | GNADM | Hereditary Thrombotic Thrombocytopenic Purpura, ADAMTS13 Gene, Next-Generation Sequencing, Varies | 619235 | Interpretation | 69047-9 | Geneticist review:Imp:Pt:XXX:Nar: | Sequence Capture and Targeted Next-Generation Sequencing (NGS) followed by Polymerase Chain Reaction (PCR) and Sanger Sequencing
2022-11-28 | GNADM | Hereditary Thrombotic Thrombocytopenic Purpura, ADAMTS13 Gene, Next-Generation Sequencing, Varies | 619238 | Additional Information | 48767-8 | Annotation comment:Imp:Pt:{system}:Nar: | Sequence Capture and Targeted Next-Generation Sequencing (NGS) followed by Polymerase Chain Reaction (PCR) and Sanger Sequencing
2022-11-28 | GNADM | Hereditary Thrombotic Thrombocytopenic Purpura, ADAMTS13 Gene, Next-Generation Sequencing, Varies | 619240 | Genes Analyzed | 82939-0 | Genetic variant details:Find:Pt:Bld/Tiss:Nar:Molgen | Sequence Capture and Targeted Next-Generation Sequencing (NGS) followed by Polymerase Chain Reaction (PCR) and Sanger Sequencing
2022-11-28 | GNADM | Hereditary Thrombotic Thrombocytopenic Purpura, ADAMTS13 Gene, Next-Generation Sequencing, Varies | 619241 | Disclaimer | 62364-5 | Test performance information:Find:Pt:XXX:Nar: | Sequence Capture and Targeted Next-Generation Sequencing (NGS) followed by Polymerase Chain Reaction (PCR) and Sanger Sequencing
2022-11-28 | GNADM | Hereditary Thrombotic Thrombocytopenic Purpura, ADAMTS13 Gene, Next-Generation Sequencing, Varies | 619242 | Released By | 18771-6 | Provider.signing name:Pn:Pt:Report:Nom: | Sequence Capture and Targeted Next-Generation Sequencing (NGS) followed by Polymerase Chain Reaction (PCR) and Sanger Sequencing
2022-11-28 | GNPRC | Protein C Deficiency, PROC Gene, Next-Generation Sequencing, Varies | 619174 | Test Description | 62364-5 | Test performance information:Find:Pt:XXX:Nar: | Sequence Capture and Targeted Next-Generation Sequencing (NGS) followed by Polymerase Chain Reaction (PCR) and Sanger Sequencing
2022-11-28 | GNPRC | Protein C Deficiency, PROC Gene, Next-Generation Sequencing, Varies | 619175 | Specimen | 31208-2 | Specimen source:Prid:Pt:XXX:Nom: | Sequence Capture and Targeted Next-Generation Sequencing (NGS) followed by Polymerase Chain Reaction (PCR) and Sanger Sequencing
2022-11-28 | GNPRC | Protein C Deficiency, PROC Gene, Next-Generation Sequencing, Varies | 619176 | Source | 31208-2 | Specimen source:Prid:Pt:XXX:Nom: | Sequence Capture and Targeted Next-Generation Sequencing (NGS) followed by Polymerase Chain Reaction (PCR) and Sanger Sequencing
2022-11-28 | GNPRC | Protein C Deficiency, PROC Gene, Next-Generation Sequencing, Varies | 619177 | Result Summary | 50397-9 | Molecular diagnostic overall interpretation:PrThr:Pt:Bld/Tiss:Ord:Molgen | Sequence Capture and Targeted Next-Generation Sequencing (NGS) followed by Polymerase Chain Reaction (PCR) and Sanger Sequencing
2022-11-28 | GNPRC | Protein C Deficiency, PROC Gene, Next-Generation Sequencing, Varies | 619178 | Result | 82939-0 | Genetic variant details:Find:Pt:Bld/Tiss:Nar:Molgen | Sequence Capture and Targeted Next-Generation Sequencing (NGS) followed by Polymerase Chain Reaction (PCR) and Sanger Sequencing
2022-11-28 | GNPRC | Protein C Deficiency, PROC Gene, Next-Generation Sequencing, Varies | 619179 | Interpretation | 69047-9 | Geneticist review:Imp:Pt:XXX:Nar: | Sequence Capture and Targeted Next-Generation Sequencing (NGS) followed by Polymerase Chain Reaction (PCR) and Sanger Sequencing
2022-11-28 | GNPRC | Protein C Deficiency, PROC Gene, Next-Generation Sequencing, Varies | 619182 | Additional Information | 48767-8 | Annotation comment:Imp:Pt:{system}:Nar: | Sequence Capture and Targeted Next-Generation Sequencing (NGS) followed by Polymerase Chain Reaction (PCR) and Sanger Sequencing
2022-11-28 | GNPRC | Protein C Deficiency, PROC Gene, Next-Generation Sequencing, Varies | 619183 | Method | 85069-3 | Lab test method:Type:Pt:Specimen:Nom: | Sequence Capture and Targeted Next-Generation Sequencing (NGS) followed by Polymerase Chain Reaction (PCR) and Sanger Sequencing
2022-11-28 | GNPRC | Protein C Deficiency, PROC Gene, Next-Generation Sequencing, Varies | 619184 | Genes Analyzed | 82939-0 | Genetic variant details:Find:Pt:Bld/Tiss:Nar:Molgen | Sequence Capture and Targeted Next-Generation Sequencing (NGS) followed by Polymerase Chain Reaction (PCR) and Sanger Sequencing
2022-11-28 | GNPRC | Protein C Deficiency, PROC Gene, Next-Generation Sequencing, Varies | 619185 | Disclaimer | 62364-5 | Test performance information:Find:Pt:XXX:Nar: | Sequence Capture and Targeted Next-Generation Sequencing (NGS) followed by Polymerase Chain Reaction (PCR) and Sanger Sequencing
2022-11-28 | GNPRC | Protein C Deficiency, PROC Gene, Next-Generation Sequencing, Varies | 619186 | Released By | 18771-6 | Provider.signing name:Pn:Pt:Report:Nom: | Sequence Capture and Targeted Next-Generation Sequencing (NGS) followed by Polymerase Chain Reaction (PCR) and Sanger Sequencing
2022-11-28 | GNF11 | Hemophilia C (Factor XI Deficiency), F11 Gene, Next-Generation Sequencing, Varies | 619144 | Released By | 18771-6 | Provider.signing name:Pn:Pt:Report:Nom: | Sequence Capture and Targeted Next-Generation Sequencing (NGS) followed by Polymerase Chain Reaction (PCR) and Sanger Sequencing
2022-11-28 | GNF11 | Hemophilia C (Factor XI Deficiency), F11 Gene, Next-Generation Sequencing, Varies | 619132 | Test Description | 62364-5 | Test performance information:Find:Pt:XXX:Nar: | Sequence Capture and Targeted Next-Generation Sequencing (NGS) followed by Polymerase Chain Reaction (PCR) and Sanger Sequencing
2022-11-28 | GNF11 | Hemophilia C (Factor XI Deficiency), F11 Gene, Next-Generation Sequencing, Varies | 619133 | Specimen | 31208-2 | Specimen source:Prid:Pt:XXX:Nom: | Sequence Capture and Targeted Next-Generation Sequencing (NGS) followed by Polymerase Chain Reaction (PCR) and Sanger Sequencing
2022-11-28 | GNF11 | Hemophilia C (Factor XI Deficiency), F11 Gene, Next-Generation Sequencing, Varies | 619134 | Source | 31208-2 | Specimen source:Prid:Pt:XXX:Nom: | Sequence Capture and Targeted Next-Generation Sequencing (NGS) followed by Polymerase Chain Reaction (PCR) and Sanger Sequencing
2022-11-28 | GNF11 | Hemophilia C (Factor XI Deficiency), F11 Gene, Next-Generation Sequencing, Varies | 619135 | Result Summary | 50397-9 | Molecular diagnostic overall interpretation:PrThr:Pt:Bld/Tiss:Ord:Molgen | Sequence Capture and Targeted Next-Generation Sequencing (NGS) followed by Polymerase Chain Reaction (PCR) and Sanger Sequencing
2022-11-28 | GNF11 | Hemophilia C (Factor XI Deficiency), F11 Gene, Next-Generation Sequencing, Varies | 619136 | Result | 82939-0 | Genetic variant details:Find:Pt:Bld/Tiss:Nar:Molgen | Sequence Capture and Targeted Next-Generation Sequencing (NGS) followed by Polymerase Chain Reaction (PCR) and Sanger Sequencing
2022-11-28 | GNF11 | Hemophilia C (Factor XI Deficiency), F11 Gene, Next-Generation Sequencing, Varies | 619137 | Interpretation | 69047-9 | Geneticist review:Imp:Pt:XXX:Nar: | Sequence Capture and Targeted Next-Generation Sequencing (NGS) followed by Polymerase Chain Reaction (PCR) and Sanger Sequencing
2022-11-28 | GNF11 | Hemophilia C (Factor XI Deficiency), F11 Gene, Next-Generation Sequencing, Varies | 619140 | Additional Information | 48767-8 | Annotation comment:Imp:Pt:{system}:Nar: | Sequence Capture and Targeted Next-Generation Sequencing (NGS) followed by Polymerase Chain Reaction (PCR) and Sanger Sequencing
2022-11-28 | GNF11 | Hemophilia C (Factor XI Deficiency), F11 Gene, Next-Generation Sequencing, Varies | 619142 | Genes Analyzed | 82939-0 | Genetic variant details:Find:Pt:Bld/Tiss:Nar:Molgen | Sequence Capture and Targeted Next-Generation Sequencing (NGS) followed by Polymerase Chain Reaction (PCR) and Sanger Sequencing
2022-11-28 | GNF11 | Hemophilia C (Factor XI Deficiency), F11 Gene, Next-Generation Sequencing, Varies | 619143 | Disclaimer | 62364-5 | Test performance information:Find:Pt:XXX:Nar: | Sequence Capture and Targeted Next-Generation Sequencing (NGS) followed by Polymerase Chain Reaction (PCR) and Sanger Sequencing
2022-11-23 | GNHMA | Hemophilia A, F8 Gene, Next-Generation Sequencing, Varies | 619104 | Test Description | 62364-5 | Test performance information:Find:Pt:XXX:Nar: | Sequence Capture and Targeted Next-Generation Sequencing (NGS) followed by Polymerase Chain Reaction (PCR) and Sanger Sequencing
2022-11-23 | GNHMA | Hemophilia A, F8 Gene, Next-Generation Sequencing, Varies | 619105 | Specimen | 31208-2 | Specimen source:Prid:Pt:XXX:Nom: | Sequence Capture and Targeted Next-Generation Sequencing (NGS) followed by Polymerase Chain Reaction (PCR) and Sanger Sequencing
2022-11-23 | GNHMA | Hemophilia A, F8 Gene, Next-Generation Sequencing, Varies | 619106 | Source | 31208-2 | Specimen source:Prid:Pt:XXX:Nom: | Sequence Capture and Targeted Next-Generation Sequencing (NGS) followed by Polymerase Chain Reaction (PCR) and Sanger Sequencing
2022-11-23 | GNHMA | Hemophilia A, F8 Gene, Next-Generation Sequencing, Varies | 619107 | Result Summary | 50397-9 | Molecular diagnostic overall interpretation:PrThr:Pt:Bld/Tiss:Ord:Molgen | Sequence Capture and Targeted Next-Generation Sequencing (NGS) followed by Polymerase Chain Reaction (PCR) and Sanger Sequencing
2022-11-23 | GNHMA | Hemophilia A, F8 Gene, Next-Generation Sequencing, Varies | 619108 | Result | 82939-0 | Genetic variant details:Find:Pt:Bld/Tiss:Nar:Molgen | Sequence Capture and Targeted Next-Generation Sequencing (NGS) followed by Polymerase Chain Reaction (PCR) and Sanger Sequencing
2022-11-23 | GNHMA | Hemophilia A, F8 Gene, Next-Generation Sequencing, Varies | 619109 | Interpretation | 69047-9 | Geneticist review:Imp:Pt:XXX:Nar: | Sequence Capture and Targeted Next-Generation Sequencing (NGS) followed by Polymerase Chain Reaction (PCR) and Sanger Sequencing
2022-11-23 | GNHMA | Hemophilia A, F8 Gene, Next-Generation Sequencing, Varies | 619112 | Additional Information | 48767-8 | Annotation comment:Imp:Pt:{system}:Nar: | Sequence Capture and Targeted Next-Generation Sequencing (NGS) followed by Polymerase Chain Reaction (PCR) and Sanger Sequencing
2022-11-23 | GNHMA | Hemophilia A, F8 Gene, Next-Generation Sequencing, Varies | 619114 | Genes Analyzed | 82939-0 | Genetic variant details:Find:Pt:Bld/Tiss:Nar:Molgen | Sequence Capture and Targeted Next-Generation Sequencing (NGS) followed by Polymerase Chain Reaction (PCR) and Sanger Sequencing
2022-11-23 | GNHMA | Hemophilia A, F8 Gene, Next-Generation Sequencing, Varies | 619115 | Disclaimer | 62364-5 | Test performance information:Find:Pt:XXX:Nar: | Sequence Capture and Targeted Next-Generation Sequencing (NGS) followed by Polymerase Chain Reaction (PCR) and Sanger Sequencing
2022-11-23 | GNHMA | Hemophilia A, F8 Gene, Next-Generation Sequencing, Varies | 619116 | Released By | 18771-6 | Provider.signing name:Pn:Pt:Report:Nom: | Sequence Capture and Targeted Next-Generation Sequencing (NGS) followed by Polymerase Chain Reaction (PCR) and Sanger Sequencing
2022-11-23 | GNF13 | Factor XIII Deficiency, F13A1 and F13B Genes, Next-Generation Sequencing, Varies | 619149 | Result Summary | 50397-9 | Molecular diagnostic overall interpretation:PrThr:Pt:Bld/Tiss:Ord:Molgen | Sequence Capture and Targeted Next-Generation Sequencing followed by Polymerase Chain Reaction (PCR) and Sanger Sequencing
2022-11-23 | GNF13 | Factor XIII Deficiency, F13A1 and F13B Genes, Next-Generation Sequencing, Varies | 619150 | Result | 82939-0 | Genetic variant details:Find:Pt:Bld/Tiss:Nar:Molgen | Sequence Capture and Targeted Next-Generation Sequencing followed by Polymerase Chain Reaction (PCR) and Sanger Sequencing
2022-11-23 | GNF13 | Factor XIII Deficiency, F13A1 and F13B Genes, Next-Generation Sequencing, Varies | 619151 | Interpretation | 69047-9 | Geneticist review:Imp:Pt:XXX:Nar: | Sequence Capture and Targeted Next-Generation Sequencing followed by Polymerase Chain Reaction (PCR) and Sanger Sequencing
2022-11-23 | GNF13 | Factor XIII Deficiency, F13A1 and F13B Genes, Next-Generation Sequencing, Varies | 619154 | Additional Information | 48767-8 | Annotation comment:Imp:Pt:{system}:Nar: | Sequence Capture and Targeted Next-Generation Sequencing followed by Polymerase Chain Reaction (PCR) and Sanger Sequencing
2022-11-23 | GNF13 | Factor XIII Deficiency, F13A1 and F13B Genes, Next-Generation Sequencing, Varies | 619156 | Genes Analyzed | 82939-0 | Genetic variant details:Find:Pt:Bld/Tiss:Nar:Molgen | Sequence Capture and Targeted Next-Generation Sequencing followed by Polymerase Chain Reaction (PCR) and Sanger Sequencing
2022-11-23 | GNF13 | Factor XIII Deficiency, F13A1 and F13B Genes, Next-Generation Sequencing, Varies | 619157 | Disclaimer | 62364-5 | Test performance information:Find:Pt:XXX:Nar: | Sequence Capture and Targeted Next-Generation Sequencing followed by Polymerase Chain Reaction (PCR) and Sanger Sequencing
2022-11-23 | GNF13 | Factor XIII Deficiency, F13A1 and F13B Genes, Next-Generation Sequencing, Varies | 619158 | Released By | 18771-6 | Provider.signing name:Pn:Pt:Report:Nom: | Sequence Capture and Targeted Next-Generation Sequencing followed by Polymerase Chain Reaction (PCR) and Sanger Sequencing
2022-11-23 | GNF13 | Factor XIII Deficiency, F13A1 and F13B Genes, Next-Generation Sequencing, Varies | 619146 | Test Description | 62364-5 | Test performance information:Find:Pt:XXX:Nar: | Sequence Capture and Targeted Next-Generation Sequencing followed by Polymerase Chain Reaction (PCR) and Sanger Sequencing
2022-11-23 | GNF13 | Factor XIII Deficiency, F13A1 and F13B Genes, Next-Generation Sequencing, Varies | 619147 | Specimen | 31208-2 | Specimen source:Prid:Pt:XXX:Nom: | Sequence Capture and Targeted Next-Generation Sequencing followed by Polymerase Chain Reaction (PCR) and Sanger Sequencing
2022-11-23 | GNF13 | Factor XIII Deficiency, F13A1 and F13B Genes, Next-Generation Sequencing, Varies | 619148 | Source | 31208-2 | Specimen source:Prid:Pt:XXX:Nom: | Sequence Capture and Targeted Next-Generation Sequencing followed by Polymerase Chain Reaction (PCR) and Sanger Sequencing
2022-11-22 | AHLP | AudioloGene Hearing Loss Panel, Varies | 619385 | Released By | 18771-6 | Provider.signing name:Pn:Pt:Report:Nom: | Sequence Capture and Amplicon-Based Targeted Next-Generation Sequencing, Polymerase Chain Reaction (PCR), Digital Droplet PCR (ddPCR), Sanger Sequencing, and Gene Dosage Analysis by Multiplex Ligation-Dependent Probe Amplification (MLPA)
2022-11-22 | AHLP | AudioloGene Hearing Loss Panel, Varies | 619383 | Genes Analyzed | 48018-6 | Gene identifier:ID:Pt:Bld/Tiss:Nom: | Sequence Capture and Amplicon-Based Targeted Next-Generation Sequencing, Polymerase Chain Reaction (PCR), Digital Droplet PCR (ddPCR), Sanger Sequencing, and Gene Dosage Analysis by Multiplex Ligation-Dependent Probe Amplification (MLPA)
2022-11-22 | AHLP | AudioloGene Hearing Loss Panel, Varies | 619381 | Additional Information | 48767-8 | Annotation comment:Imp:Pt:{system}:Nar: | Sequence Capture and Amplicon-Based Targeted Next-Generation Sequencing, Polymerase Chain Reaction (PCR), Digital Droplet PCR (ddPCR), Sanger Sequencing, and Gene Dosage Analysis by Multiplex Ligation-Dependent Probe Amplification (MLPA)
2022-11-22 | AHLP | AudioloGene Hearing Loss Panel, Varies | 619378 | Interpretation | 69047-9 | Geneticist review:Imp:Pt:XXX:Nar: | Sequence Capture and Amplicon-Based Targeted Next-Generation Sequencing, Polymerase Chain Reaction (PCR), Digital Droplet PCR (ddPCR), Sanger Sequencing, and Gene Dosage Analysis by Multiplex Ligation-Dependent Probe Amplification (MLPA)
2022-11-22 | AHLP | AudioloGene Hearing Loss Panel, Varies | 619377 | Result | 82939-0 | Genetic variant details:Find:Pt:Bld/Tiss:Nar:Molgen | Sequence Capture and Amplicon-Based Targeted Next-Generation Sequencing, Polymerase Chain Reaction (PCR), Digital Droplet PCR (ddPCR), Sanger Sequencing, and Gene Dosage Analysis by Multiplex Ligation-Dependent Probe Amplification (MLPA)
2022-11-22 | AHLP | AudioloGene Hearing Loss Panel, Varies | 619376 | Result Summary | 50397-9 | Molecular diagnostic overall interpretation:PrThr:Pt:Bld/Tiss:Ord:Molgen | Sequence Capture and Amplicon-Based Targeted Next-Generation Sequencing, Polymerase Chain Reaction (PCR), Digital Droplet PCR (ddPCR), Sanger Sequencing, and Gene Dosage Analysis by Multiplex Ligation-Dependent Probe Amplification (MLPA)
2022-11-22 | AHLP | AudioloGene Hearing Loss Panel, Varies | 619373 | Test Description | 62364-5 | Test performance information:Find:Pt:XXX:Nar: | Sequence Capture and Amplicon-Based Targeted Next-Generation Sequencing, Polymerase Chain Reaction (PCR), Digital Droplet PCR (ddPCR), Sanger Sequencing, and Gene Dosage Analysis by Multiplex Ligation-Dependent Probe Amplification (MLPA)
2022-11-22 | AHLP | AudioloGene Hearing Loss Panel, Varies | 619374 | Specimen | 31208-2 | Specimen source:Prid:Pt:XXX:Nom: | Sequence Capture and Amplicon-Based Targeted Next-Generation Sequencing, Polymerase Chain Reaction (PCR), Digital Droplet PCR (ddPCR), Sanger Sequencing, and Gene Dosage Analysis by Multiplex Ligation-Dependent Probe Amplification (MLPA)
2022-11-22 | AHLP | AudioloGene Hearing Loss Panel, Varies | 619375 | Source | 31208-2 | Specimen source:Prid:Pt:XXX:Nom: | Sequence Capture and Amplicon-Based Targeted Next-Generation Sequencing, Polymerase Chain Reaction (PCR), Digital Droplet PCR (ddPCR), Sanger Sequencing, and Gene Dosage Analysis by Multiplex Ligation-Dependent Probe Amplification (MLPA)
2022-11-22 | AHLP | AudioloGene Hearing Loss Panel, Varies | 619384 | Disclaimer | 62364-5 | Test performance information:Find:Pt:XXX:Nar: | Sequence Capture and Amplicon-Based Targeted Next-Generation Sequencing, Polymerase Chain Reaction (PCR), Digital Droplet PCR (ddPCR), Sanger Sequencing, and Gene Dosage Analysis by Multiplex Ligation-Dependent Probe Amplification (MLPA)
2022-11-22 | MONOF | Monocyte Repartition by CD14/CD16, Blood | 610019 | % Monocytes of WBC | 101147-7 | Monocytes/100 leukocytes:NFr:Pt:Bld:Qn:Flow cytometry | Immunophenotyping
2022-11-22 | MONOF | Monocyte Repartition by CD14/CD16, Blood | 610020 | MO1 (Classical Monocytes) | 101148-5 | Monocytes.CD14+CD16-/100 Monocytes:NFr:Pt:Bld:Qn: | Immunophenotyping
2022-11-18 | NAT2Q | N-Acetyltransferase 2 (NAT2) Genotype, Varies | 616425 | NAT2 Genotype | 101142-8 | NAT2 gene allele:Geno:Pt:Bld/Tiss:Nom:Molgen | Real-Time Polymerase Chain Reaction (PCR) with Allelic Discrimination Analysis
2022-11-18 | NAT2Q | N-Acetyltransferase 2 (NAT2) Genotype, Varies | 616426 | NAT2 Phenotype | 101143-6 | NAT2 gene product metabolic activity interpretation:Imp:Pt:Bld/Tiss:Ord:Molgen | Real-Time Polymerase Chain Reaction (PCR) with Allelic Discrimination Analysis
2022-11-16 | MRDMM | Multiple Myeloma Minimal Residual Disease, Flow Cytometry, Bone Marrow | 615796 | % B-cell Precursors | 101131-1 | B-cell precursors:NFr:Pt:Bone mar:Qn:Flow cytometry | Immunophenotyping for Minimal Residual Disease (MRD)
2022-11-16 | MRDMM | Multiple Myeloma Minimal Residual Disease, Flow Cytometry, Bone Marrow | 615797 | % Mast Cells | 101130-3 | Mast cells/100 cells:NFr:Pt:Bone mar:Qn:Flow cytometry | Immunophenotyping for Minimal Residual Disease (MRD)
2022-11-16 | MRDMM | Multiple Myeloma Minimal Residual Disease, Flow Cytometry, Bone Marrow | 615798 | Patient / Sample Theoretical LOQ | 101128-7 | Theoretical limit of detection:Num:Pt:XXX:Qn:Calculated | Immunophenotyping for Minimal Residual Disease (MRD)
2022-11-16 | MRDMM | Multiple Myeloma Minimal Residual Disease, Flow Cytometry, Bone Marrow | 616082 | Validated Assay Sensitivity | 101129-5 | Assay Sensitivity:Num:Pt:Laboratory device:Qn: | Immunophenotyping for Minimal Residual Disease (MRD)
2022-11-16 | MRDMR | Multiple Myeloma Minimal Residual Disease by Flow Cytometry, Bone Marrow | 615796 | % B-cell Precursors | 101131-1 | B-cell precursors:NFr:Pt:Bone mar:Qn:Flow cytometry | Only orderable as a reflex. For more information see MSMRD / Myeloma Stratification and Risk-Adapted Therapy with Reflex to Minimal Residual Disease, Bone Marrow Immunophenotyping
2022-11-16 | MRDMR | Multiple Myeloma Minimal Residual Disease by Flow Cytometry, Bone Marrow | 615797 | % Mast Cells | 101130-3 | Mast cells/100 cells:NFr:Pt:Bone mar:Qn:Flow cytometry | Only orderable as a reflex. For more information see MSMRD / Myeloma Stratification and Risk-Adapted Therapy with Reflex to Minimal Residual Disease, Bone Marrow Immunophenotyping
2022-11-16 | MRDMR | Multiple Myeloma Minimal Residual Disease by Flow Cytometry, Bone Marrow | 615798 | Patient / Sample Theoretical LOQ | 101128-7 | Theoretical limit of detection:Num:Pt:XXX:Qn:Calculated | Only orderable as a reflex. For more information see MSMRD / Myeloma Stratification and Risk-Adapted Therapy with Reflex to Minimal Residual Disease, Bone Marrow Immunophenotyping
2022-11-16 | MRDMR | Multiple Myeloma Minimal Residual Disease by Flow Cytometry, Bone Marrow | 616082 | Validated Assay Sensitivity | 101129-5 | Assay Sensitivity:Num:Pt:Laboratory device:Qn: | Only orderable as a reflex. For more information see MSMRD / Myeloma Stratification and Risk-Adapted Therapy with Reflex to Minimal Residual Disease, Bone Marrow Immunophenotyping
2022-11-03 | EBVPV | Epstein-Barr Virus (EBV), Molecular Detection, PCR, Varies | EBVS | Specimen Source | 31208-2 | Specimen source:Prid:Pt:XXX:Nom: | Real-Time Polymerase Chain Reaction (PCR)/DNA Probe Hybridization
2022-11-03 | EBVPV | Epstein-Barr Virus (EBV), Molecular Detection, PCR, Varies | 618327 | Epstein-Barr Virus PCR | 5005-4 | Epstein Barr virus DNA:PrThr:Pt:XXX:Ord:Probe.amp.tar | Real-Time Polymerase Chain Reaction (PCR)/DNA Probe Hybridization
2022-11-03 | LEBV | Epstein-Barr Virus (EBV), Molecular Detection, PCR, Varies | 81239 | Epstein-Barr Virus PCR | 23858-4 | Epstein Barr virus DNA:PrThr:Pt:CSF:Ord:Probe.amp.tar | Real-Time Polymerase Chain Reaction (PCR)/DNA Probe Hybridization
2022-11-02 | TPDPC | Physician Interpretation, Diagnostic | TPDPC | Physician Interp Diagnostic | 59465-5 | Pathologist review:Imp:Pt:XXX:Nar:
2022-11-02 | TPSPC | Physician Interp Screen | TPSPC | Physician Interp Screen | 59465-5 | Pathologist review:Imp:Pt:XXX:Nar:
2022-11-01 | EDN | Eosinophil Derived Neurotoxin, Serum | EDN | Eosinophil Derived Neurotoxin, S | 100976-0 | Eosinophil derived neurotoxin:MCnc:Pt:Ser/Plas:Qn: | Fluorescence Enzyme Immunoassay (FEIA)
2022-10-31 | BCRAM | BCR/ABL1, p210, mRNA Detection, Reverse Transcription-PCR (RT-PCR), Quantitative, Monitoring Chronic Myeloid Leukemia (CML), Bone Marrow | 604341 | Final Diagnosis: | 50398-7 | Narrative diagnostic report:Imp:Pt:Bld/Tiss:Nar:Molgen | Quantitative Reverse Transcription-Polymerase Chain Reaction (RT-PCR)
2022-10-28 | PERAM | Perampanel, Serum | 609438 | Perampanel, S | 88895-8 | Perampanel:MCnc:Pt:Ser/Plas:Qn: | Liquid Chromatography Tandem Mass Spectrometry (LC-MS/MS)
2022-10-26 | ZW342 | Miscellaneous MDX Health Inc. | ZR342 | Result | 19146-0 | Referral lab test results:Find:Pt:Referral lab test:Nar:
2022-10-26 | ZW342 | Miscellaneous MDX Health Inc. | ZT342 | Test Name | 19145-2 | Referral lab test name:Type:Pt:Referral lab test:Nar:
2022-10-24 | HSVPV | Herpes Simplex Virus (HSV), Molecular Detection, PCR, Varies | HSVS | Specimen Source | 31208-2 | Specimen source:Prid:Pt:XXX:Nom: | Real-Time Polymerase Chain Reaction (PCR)/DNA Probe Hybridization
2022-10-24 | BPRPV | Bordetella pertussis and Bordetella parapertussis, Molecular Detection, PCR, Varies | BPRS | Specimen source | 31208-2 | Specimen source:Prid:Pt:XXX:Nom: | Polymerase Chain Reaction (PCR)/DNA Probe Hybridization
2022-10-24 | HSVPB | Herpes Simplex Virus (HSV), Molecular Detection, PCR, Blood | 618331 | HSV 2 PCR, B | 93438-0 | Herpes Simplex Virus 2 DNA:PrThr:Pt:Bld:Ord:Non-probe.amp.tar | Real-Time Polymerase Chain Reaction (PCR)/DNA Probe Hybridization
2022-10-24 | HSVPB | Herpes Simplex Virus (HSV), Molecular Detection, PCR, Blood | 618330 | HSV 1 PCR, B | 93439-8 | Herpes Simplex Virus 1 DNA:PrThr:Pt:Bld:Ord:Non-probe.amp.tar | Real-Time Polymerase Chain Reaction (PCR)/DNA Probe Hybridization
2022-10-24 | HSVPV | Herpes Simplex Virus (HSV), Molecular Detection, PCR, Varies | 618329 | HSV 2, PCR | 94582-4 | Herpes simplex virus 2 DNA:PrThr:Pt:XXX:Ord:Non-probe.amp.tar | Real-Time Polymerase Chain Reaction (PCR)/DNA Probe Hybridization
2022-10-24 | HSVPV | Herpes Simplex Virus (HSV), Molecular Detection, PCR, Varies | 618328 | HSV 1, PCR | 94581-6 | Herpes simplex virus 1 DNA:PrThr:Pt:XXX:Ord:Non-probe.amp.tar | Real-Time Polymerase Chain Reaction (PCR)/DNA Probe Hybridization
2022-10-24 | HFWET | Hematopathology Consult, MCL | 617046 | Interpretation | 59465-5 | Pathologist review:Imp:Pt:XXX:Nar: | Medical Interpretation
2022-10-24 | BPRPV | Bordetella pertussis and Bordetella parapertussis, Molecular Detection, PCR, Varies | 618313 | Bordetella parapertussis PCR | 42588-4 | Bordetella parapertussis DNA:PrThr:Pt:Nph:Ord:Probe.amp.tar | Polymerase Chain Reaction (PCR)/DNA Probe Hybridization
2022-10-24 | BPRPV | Bordetella pertussis and Bordetella parapertussis, Molecular Detection, PCR, Varies | 618312 | Bordetella pertussis PCR | 43913-3 | Bordetella pertussis DNA:PrThr:Pt:Nph:Ord:Probe.amp.tar | Polymerase Chain Reaction (PCR)/DNA Probe Hybridization
2022-10-24 | HFWET | Hematopathology Consult, MCL | 617054 | Case Number | 80398-1 | Unique identifier:ID:Pt:Current sample:Nom: | Medical Interpretation
2022-10-24 | HFWET | Hematopathology Consult, MCL | 617053 | Disclaimer | 62364-5 | Test performance information:Find:Pt:XXX:Nar: | Medical Interpretation
2022-10-24 | HFWET | Hematopathology Consult, MCL | 617052 | Addendum | 35265-8 | Path report.addendum:Find:Pt:Specimen:Nar: | Medical Interpretation
2022-10-24 | HFWET | Hematopathology Consult, MCL | 617051 | Microscopic Description | 22635-7 | Path report.microscopic observation:Prid:Pt:Specimen:Nar:XXXstain | Medical Interpretation
2022-10-24 | HFWET | Hematopathology Consult, MCL | 617050 | Gross Description | 22634-0 | Path report.gross observation:Find:Pt:Specimen:Nar: | Medical Interpretation
2022-10-24 | HFWET | Hematopathology Consult, MCL | 617049 | Clinical History | 22636-5 | Path report.relevant Hx:Find:Pt:Specimen:Nar: | Medical Interpretation
2022-10-24 | HFWET | Hematopathology Consult, MCL | 617048 | Material Received | 81147-1 | Specimen source identification:Imp:Pt:^Patient Nar: | Medical Interpretation
2022-10-24 | HFWET | Hematopathology Consult, MCL | 617047 | Report Electronically Signed By | 19139-5 | Pathologist name:Pn:Pt:Provider:Nom: | Medical Interpretation
2022-10-20 | BABPB | Babesia species, Molecular Detection, PCR, Blood | 618317 | Babesia microti | 88452-8 | Babesia microti 18S rRNA gene:PrThr:Pt:Bld:Ord:Non-probe.amp.tar | Real-Time Polymerase Chain Reaction (PCR)/DNA Probe Hybridization
2022-10-20 | BABPB | Babesia species, Molecular Detection, PCR, Blood | 618318 | Babesia duncani | 88451-0 | Babesia duncani 18S rRNA gene:PrThr:Pt:Bld:Ord:Non-probe.amp.tar | Real-Time Polymerase Chain Reaction (PCR)/DNA Probe Hybridization
2022-10-20 | BABPB | Babesia species, Molecular Detection, PCR, Blood | 618319 | Babesia divergens/MO-1 | 88450-2 | Babesia divergens+MO-1 strain 18S rRNA gene:PrThr:Pt:Bld:Ord:Non-probe.amp.tar | Real-Time Polymerase Chain Reaction (PCR)/DNA Probe Hybridization
2022-10-20 | EPCRB | Ehrlichia/Anaplasma, Molecular Detection, PCR, Blood | 618323 | Anaplasma phagocytophilum | 87558-3 | Anaplasma phagocytophilum groEL gene:PrThr:Pt:Bld:Ord:Non-probe.amp.tar | Real-Time Polymerase Chain Reaction (PCR)/DNA Probe Hybridization
2022-10-20 | EPCRB | Ehrlichia/Anaplasma, Molecular Detection, PCR, Blood | 618324 | Ehrlichia chaffeensis | 87559-1 | Ehrlichia chaffeensis groEL gene:PrThr:Pt:Bld:Ord:Non-probe.amp.tar | Real-Time Polymerase Chain Reaction (PCR)/DNA Probe Hybridization
2022-10-20 | EPCRB | Ehrlichia/Anaplasma, Molecular Detection, PCR, Blood | 618325 | Ehrlichia ewingii/canis | 87560-9 | Ehrlichia canis+ewingii groEL gene:PrThr:Pt:Bld:Ord:Non-probe.amp.tar | Real-Time Polymerase Chain Reaction (PCR)/DNA Probe Hybridization
2022-10-20 | EPCRB | Ehrlichia/Anaplasma, Molecular Detection, PCR, Blood | 618326 | Ehrlichia muris eauclairensis | 87561-7 | Ehrlichia muris eauclairensis groEL gene PrThr:Pt:Bld:Ord:Non-probe.amp.tar | Real-Time Polymerase Chain Reaction (PCR)/DNA Probe Hybridization
2022-10-20 | BMIPB | Borrelia miyamotoi Detection, PCR, Blood | 618298 | B. miyamotoi PCR, B | 82475-5 | Borrelia miyamotoi glpQ gene:PrThr:Pt:Bld:Ord:Non-probe.amp.tar | Real-Time Polymerase Chain Reaction (PCR)
2022-10-20 | CMVPV | Cytomegalovirus (CMV) Molecular Detection, PCR, Varies | CMVPS | Specimen Source | 31208-2 | Specimen source:Prid:Pt:XXX:Nom: | Real-Time Polymerase Chain Reaction (PCR)/DNA Probe Hybridization
2022-10-20 | CMVPV | Cytomegalovirus (CMV) Molecular Detection, PCR, Varies | 618969 | Cytomegalovirus PCR | 5000-5 | Cytomegalovirus DNA:PrThr:Pt:XXX:Ord:Probe.amp.tar | Real-Time Polymerase Chain Reaction (PCR)/DNA Probe Hybridization
2022-10-19 | P190M | BCR/ABL1, p190, mRNA Detection, Reverse Transcription-PCR (RT-PCR), Quantitative, Monitoring Assay, Bone Marrow | 618880 | Final Diagnosis: | 69047-9 | Geneticist review:Imp:Pt:XXX:Nar: | Quantitative Reverse Transcription-Polymerase Chain Reaction (RT-PCR)
2022-10-18 | VZVPV | Varicella-Zoster Virus, Molecular Detection, PCR, Varies | 618332 | Varicella-Zoster Virus PCR | 94584-0 | Varicella zoster virus DNA:PrThr:Pt:XXX:Ord:Non-probe.amp.tar | Real-Time Polymerase Chain Reaction (PCR)/DNA Probe Hybridization
2022-10-18 | JCPCR | JC Virus, Molecular Detection, PCR, Spinal Fluid | 618305 | JC Virus, PCR, CSF | 33295-7 | JC virus DNA:PrThr:Pt:CSF:Ord:Probe.amp.tar | Real-Time Polymerase Chain Reaction (PCR)/DNA Probe Hybridization
2022-10-18 | LYMPV | Lyme Disease, Molecular Detection, PCR, Varies | 618336 | Lyme CSF Comment | 59464-8 | Microbiologist review:Imp:Pt:XXX:Nar: | Real-Time Polymerase Chain Reaction (PCR)/DNA Probe Hybridization
2022-10-18 | LYMPV | Lyme Disease, Molecular Detection, PCR, Varies | 618333 | B. burgdorferi PCR | 94250-8 | Borrelia burgdorferi oppA2 gene:PrThr:Pt:XXX:Ord:Non-probe.amp.tar | Real-Time Polymerase Chain Reaction (PCR)/DNA Probe Hybridization
2022-10-18 | LYMPV | Lyme Disease, Molecular Detection, PCR, Varies | 618334 | B. mayonii PCR | 94251-6 | Borrelia mayonii oppA2 gene:PrThr:Pt:XXX:Ord:Non-probe.amp.tar | Real-Time Polymerase Chain Reaction (PCR)/DNA Probe Hybridization
2022-10-18 | LYMPV | Lyme Disease, Molecular Detection, PCR, Varies | 618335 | B. garinii/B. afzelii PCR | 94252-4 | Borrelia garinii+afzelii oppA2 gene:PrThr:Pt:XXX:Ord:Non-probe.amp.tar | Real-Time Polymerase Chain Reaction (PCR)/DNA Probe Hybridization
2022-10-17 | DENGC | Dengue Virus, Molecular Detection, PCR, Spinal Fluid | 606371 | Dengue Virus, PCR, CSF | 77958-7 | Dengue virus 1 & 2 & 3 & 4 RNA:Prid:Pt:CSF:Nom:Probe.amp.tar | Real-Time Reverse Transcription Polymerase Chain Reaction (RT-PCR)
2022-10-17 | DENGS | Dengue Virus, Molecular Detection, PCR, Serum | 606372 | Dengue Virus, PCR, Serum | 7855-0 | Dengue virus 1+2+3+4 RNA:PrThr:Pt:Ser:Ord:Probe.amp.tar | Real-Time Reverse Transcription Polymerase Chain Reaction (RT-PCR)
2022-10-17 | LYMPV | Lyme Disease, Molecular Detection, PCR, Varies | LYMS | Specimen Source | 31208-2 | Specimen source:Prid:Pt:XXX:Nom: | Real-Time Polymerase Chain Reaction (PCR)/DNA Probe Hybridization
2022-10-17 | VZVPV | Varicella-Zoster Virus, Molecular Detection, PCR, Varies | VZVS | Specimen Source | 31208-2 | Specimen source:Prid:Pt:XXX:Nom: | Real-Time Polymerase Chain Reaction (PCR)/DNA Probe Hybridization
2022-10-14 | MAFP1 | Alpha-Fetoprotein (AFP), Single Marker Screen, Maternal, Serum | 10356 | INTERPRETATION | 49092-0 | Second trimester quad maternal screen:Imp:Pt:Ser/Plas:Nar: | Two-Site Immunoenzymatic (Sandwich) Assay
2022-10-14 | QUAD1 | Quad Screen (Second Trimester) Maternal, Serum | 10356 | INTERPRETATION | 49092-0 | Second trimester quad maternal screen:Imp:Pt:Ser/Plas:Nar: | Immunoenzymatic Assay
2022-10-13 | HIVDR | HIV-1 Genotypic Drug Resistance to Reverse Transcriptase, Protease, and Integrase Inhibitors, Plasma | 616729 | HIV-1 group M subtype | 100984-4 | HIV 1 RNA HIV 1 group M RNA genotype:Prid:Pt:Isolate:Nom:Genotyping | Reverse Transcription Polymerase Chain Reaction (RT-PCR) followed by Targeted Next-Generation Sequencing (NGS)
2022-10-13 | HIVDR | HIV-1 Genotypic Drug Resistance to Reverse Transcriptase, Protease, and Integrase Inhibitors, Plasma | 616918 | Reverse Transcriptase failed codons | 100983-6 | HIV reverse transcriptase failed codons:Prid:Pt:Isolate:Genotyping | Reverse Transcription Polymerase Chain Reaction (RT-PCR) followed by Targeted Next-Generation Sequencing (NGS)
2022-10-13 | HIVDR | HIV-1 Genotypic Drug Resistance to Reverse Transcriptase, Protease, and Integrase Inhibitors, Plasma | 616919 | Protease failed codons | 100985-1 | HIV protease failed codons:Prid:Pt:Isolate:Genotyping | Reverse Transcription Polymerase Chain Reaction (RT-PCR) followed by Targeted Next-Generation Sequencing (NGS)
2022-10-13 | HIVDR | HIV-1 Genotypic Drug Resistance to Reverse Transcriptase, Protease, and Integrase Inhibitors, Plasma | 616920 | Integrase failed codons | 100986-9 | HIV integrase failed codons:Prid:Pt:Isolate:Genotyping | Reverse Transcription Polymerase Chain Reaction (RT-PCR) followed by Targeted Next-Generation Sequencing (NGS)
2022-10-10 | MRDMM | Multiple Myeloma Minimal Residual Disease, Flow Cytometry, Bone Marrow | 616083 | Lower Limit of Quantitation (LLOQ) | 87706-8 | Detection limit:Num:Pt:Laboratory device:Qn: | Immunophenotyping for Minimal Residual Disease (MRD)
2022-10-10 | MRDMR | Multiple Myeloma Minimal Residual Disease by Flow Cytometry, Bone Marrow | 616083 | Lower Limit of Quantitation (LLOQ) | 87706-8 | Detection limit:Num:Pt:Laboratory device:Qn: | Only orderable as a reflex. For more information see MSMRD / Myeloma Stratification and Risk-Adapted Therapy with Reflex to Minimal Residual Disease, Bone Marrow Immunophenotyping
2022-10-06 | THCU | Delta-8 and Delta-9-Carboxy-Tetrahydrocannabinol (THC) Confirmation, Random, Urine | 618770 | Delta-8 Carboxy-Tetrahydrocannabinol by LC-MS/MS | 20521-1 | Carboxy tetrahydrocannabinol:MCnc:Pt:Urine:Qn:Confirm | Liquid Chromatography Tandem Mass Spectrometry (LC-MS/MS)
2022-10-06 | THCX | Delta-8 and Delta-9-Carboxy-Tetrahydrocannabinol (THC) Confirmation, Chain of Custody, Random, Urine | 618771 | Delta-8 Carboxy-Tetrahydrocannabinol by LC-MS/MS | 20521-1 | Carboxy tetrahydrocannabinol:MCnc:Pt:Urine:Qn:Confirm | Immunoassay/Liquid Chromatography Tandem Mass Spectrometry (LC-MS/MS)
2022-10-06 | FHV6P | Herpesvirus 6 (HHV-6) DNA, Quantitative Real-Time PCR | Z6093 | Herpes Virus 6 DNA, QN PCR | 38350-5 | Herpes virus 6 DNA:LCnc:Pt:XXX:Qn:Probe.amp.tar | Real-Time Polymerase Chain Reaction (PCR)
2022-10-03 | QFEVR | Q Fever Antibody Screen with Titer Reflex, Serum | QFEVR | Q Fever Ab Scrn w/ Titer Reflex, S | 23019-3 | Coxiella burnetii Ab:PrThr:Pt:Ser:Ord:IA | Enzyme-Linked Immunosorbent Assay (ELISA)
2022-09-23 | MUMPU | Mumps Virus, Molecular Detection, PCR, Urine | 617824 | Mumps Virus PCR, Urine | 86580-8 | Mumps virus RNA:PrThr:Pt:Urine:Ord:Probe.amp.tar | Real-Time Polymerase Chain Reaction (PCR)
2022-09-23 | AMGEN | Mycoplasma genitalium, Transcription-Mediated Amplification, Urine or Urogenital Swab | 616592 | Mycoplasma genitalium Result | 100706-1 | Mycoplasma genitalium:rRNA:PrThr:Pt:XXX:Ord:Probe.amp.tar | Transcription-Mediated Amplification
2022-09-22 | HIP12 | HIV-1/HIV-2 RNA Detection, Plasma | 616340 | HIV-1 RNA | 25835-0 | HIV 1 RNA:PrThr:Pt:Ser/Plas:Ord:Probe.amp.tar | Real-Time Reverse Transcription-Polymerase Chain Reaction (RT-PCR)
2022-09-22 | HIP12 | HIV-1/HIV-2 RNA Detection, Plasma | 616341 | HIV-2 RNA | 69353-1 | HIV 2 RNA:PrThr:Pt:Ser/Plas:Ord:Probe.amp.tar | Real-Time Reverse Transcription-Polymerase Chain Reaction (RT-PCR)
2022-09-22 | HIS12 | HIV-1/HIV-2 RNA Detection, Serum | 616342 | HIV-1 RNA | 25835-0 | HIV 1 RNA:PrThr:Pt:Ser/Plas:Ord:Probe.amp.tar | Real-Time Reverse Transcription-Polymerase Chain Reaction (RT-PCR)
2022-09-22 | HIS12 | HIV-1/HIV-2 RNA Detection, Serum | 616343 | HIV-2 RNA | 69353-1 | HIV 2 RNA:PrThr:Pt:Ser/Plas:Ord:Probe.amp.tar | Real-Time Reverse Transcription-Polymerase Chain Reaction (RT-PCR)
2022-09-19 | HIVDS | HIV-1 and HIV-2 Antigen and Antibody Diagnostic Evaluation, Serum | HIVS4 | HIV-1/-2 Ag and Ab Diagnostic, S | 56888-1 | HIV 1+2 Ab+HIV1 p24 Ag:PrThr:Pt:Ser/Plas:Ord:IA | Electrochemiluminescence Immunoassay (ECLIA)
2022-09-16 | HIVSS | HIV-1 and HIV-2 Antigen and Antibody Routine Screen, Serum | HIVS3 | HIV-1/-2 Ag and Ab Screen, S | 56888-1 | HIV 1+2 Ab+HIV1 p24 Ag:PrThr:Pt:Ser/Plas:Ord:IA | Electrochemiluminescence Immunoassay (ECLIA)
2022-09-16 | HPP12 | HIV-1/HIV-2 RNA Detection Prenatal, Plasma | 616344 | HIV-1 RNA | 25835-0 | HIV 1 RNA:PrThr:Pt:Ser/Plas:Ord:Probe.amp.tar | Real-Time Reverse Transcription-Polymerase Chain Reaction (RT-PCR)
2022-09-16 | HPP12 | HIV-1/HIV-2 RNA Detection Prenatal, Plasma | 616345 | HIV-2 RNA | 69353-1 | HIV 2 RNA:PrThr:Pt:Ser/Plas:Ord:Probe.amp.tar | Real-Time Reverse Transcription-Polymerase Chain Reaction (RT-PCR)
2022-09-16 | HPS12 | HIV-1/HIV-2 RNA Detection Prenatal, Serum | 616346 | HIV-1 RNA | 25835-0 | HIV 1 RNA:PrThr:Pt:Ser/Plas:Ord:Probe.amp.tar | Real-Time Reverse Transcription-Polymerase Chain Reaction (RT-PCR)
2022-09-16 | HPS12 | HIV-1/HIV-2 RNA Detection Prenatal, Serum | 616347 | HIV-2 RNA | 69353-1 | HIV 2 RNA:PrThr:Pt:Ser/Plas:Ord:Probe.amp.tar | Real-Time Reverse Transcription-Polymerase Chain Reaction (RT-PCR)
2022-09-16 | HVPPS | HIV-1 and HIV-2 Antibody Confirmation and Differentiation Prenatal, Serum | 618221 | HIV-1 Ab Differentiation Prenatal, S | 68961-2 | HIV 1 Ab:PrThr:Pt:Ser/Plas/Bld:Ord:IA.rapid | Rapid Immunochromatographic Assay
2022-09-16 | HVPPS | HIV-1 and HIV-2 Antibody Confirmation and Differentiation Prenatal, Serum | 618222 | HIV-2 Ab Differentiation Prenatal, S | 81641-3 | HIV 2 Ab:PrThr:Pt:Ser/Plas/Bld:Ord:IA.rapid | Rapid Immunochromatographic Assay
2022-09-16 | CDPCR | Clostridioides difficile Toxin, PCR, Feces | TCDRR | C. difficile Toxin, PCR | 54067-4 | Clostridioides difficile toxin genes:PrThr:Pt:Stool:Ord:Probe.amp.tar | Real-Time Polymerase Chain Reaction (PCR)/Reverse Transcription-(RT) PCR
2022-09-16 | HVPRS | HIV Antigen and Antibody Prenatal Routine Screen, Serum | HIVS5 | HIV-1/-2 Ag and Ab Prenatal, S | 56888-1 | HIV 1+2 Ab+HIV1 p24 Ag:PrThr:Pt:Ser/Plas:Ord:IA | Electrochemiluminescence Immunoassay (ECLIA)
2022-09-16 | MUMPR | Mumps Virus, Molecular Detection, PCR, Buccal | 617823 | Mumps Virus PCR, Buccal | 47532-7 | Mumps virus RNA:PrThr:Pt:XXX:Ord:Probe.amp.tar | Real-Time Polymerase Chain Reaction (PCR)
2022-09-08 | MEASU | Measles Virus, Molecular Detection, PCR, Urine | 617822 | Measles Virus PCR, Urine | 86577-4 | Measles virus RNA:PrThr:Pt:Urine:Ord:Probe.amp.tar | Real-Time Polymerase Chain Reaction (PCR)
2022-09-07 | NGPCM | MayoComplete Plasma Cell Myeloma, Next-Generation Sequencing, Varies | MP074 | Specimen Type | 31208-2 | Specimen source:Prid:Pt:XXX:Nom: | Next-Generation Sequencing (NGS)
2022-09-07 | NGPCM | MayoComplete Plasma Cell Myeloma, Next-Generation Sequencing, Varies | MP075 | Indication for Test | 42349-1 | Reason for referral:Find:Pt:^Patient:Nar: | Next-Generation Sequencing (NGS)
2022-09-07 | NGTCL | MayoComplete T-Cell Lymphoma, Next-Generation Sequencing, Varies | MP071 | Specimen Type | 31208-2 | Specimen source:Prid:Pt:XXX:Nom: | Next-Generation Sequencing (NGS)
2022-09-07 | NGTCL | MayoComplete T-Cell Lymphoma, Next-Generation Sequencing, Varies | MP072 | Indication for Test | 42349-1 | Reason for referral:Find:Pt:^Patient:Nar: | Next-Generation Sequencing (NGS)
2022-09-07 | NGPCM | MayoComplete Plasma Cell Myeloma, Next-Generation Sequencing, Varies | 618516 | Pathogenic Mutations Detected | 82939-0 | Genetic variant details:Find:Pt:Bld/Tiss:Nar:Molgen | Next-Generation Sequencing (NGS)
2022-09-07 | NGPCM | MayoComplete Plasma Cell Myeloma, Next-Generation Sequencing, Varies | 618517 | Interpretation | 69047-9 | Geneticist review:Imp:Pt:XXX:Nar: | Next-Generation Sequencing (NGS)
2022-09-07 | NGPCM | MayoComplete Plasma Cell Myeloma, Next-Generation Sequencing, Varies | 618518 | Clinical Trials | 82786-5 | Identifier:Find:Pt:^Clinical trial protocol:Nom: | Next-Generation Sequencing (NGS)
2022-09-07 | NGPCM | MayoComplete Plasma Cell Myeloma, Next-Generation Sequencing, Varies | 618519 | Variants of Unknown Significance | 93367-1 | Variant of unknown significance:Prid:Pt:Bld/Tiss:Nom: | Next-Generation Sequencing (NGS)
2022-09-07 | NGPCM | MayoComplete Plasma Cell Myeloma, Next-Generation Sequencing, Varies | 618520 | Additional Information | 48767-8 | Annotation comment:Imp:Pt:{system}:Nar: | Next-Generation Sequencing (NGS)
2022-09-07 | NGPCM | MayoComplete Plasma Cell Myeloma, Next-Generation Sequencing, Varies | 618521 | Method Summary | 85069-3 | Lab test method:Type:Pt:Specimen:Nom: | Next-Generation Sequencing (NGS)
2022-09-07 | NGPCM | MayoComplete Plasma Cell Myeloma, Next-Generation Sequencing, Varies | 618522 | Disclaimer | 62364-5 | Test performance information:Find:Pt:XXX:Nar: | Next-Generation Sequencing (NGS)
2022-09-07 | NGPCM | MayoComplete Plasma Cell Myeloma, Next-Generation Sequencing, Varies | 618523 | Panel Gene List | 36908-2 | Gene mutations tested for:Prid:Pt:Bld/Tiss:Nom:Molgen | Next-Generation Sequencing (NGS)
2022-09-07 | NGPCM | MayoComplete Plasma Cell Myeloma, Next-Generation Sequencing, Varies | 618524 | Reviewed By | 18771-6 | Provider.signing name:Pn:Pt:Report:Nom: | Next-Generation Sequencing (NGS)
2022-09-07 | NGTCL | MayoComplete T-Cell Lymphoma, Next-Generation Sequencing, Varies | 618506 | Pathogenic Mutations Detected | 82939-0 | Genetic variant details:Find:Pt:Bld/Tiss:Nar:Molgen | Next-Generation Sequencing (NGS)
2022-09-07 | NGTCL | MayoComplete T-Cell Lymphoma, Next-Generation Sequencing, Varies | 618507 | Interpretation | 69047-9 | Geneticist review:Imp:Pt:XXX:Nar: | Next-Generation Sequencing (NGS)
2022-09-07 | NGTCL | MayoComplete T-Cell Lymphoma, Next-Generation Sequencing, Varies | 618508 | Clinical Trials | 82786-5 | Identifier:Find:Pt:^Clinical trial protocol:Nom: | Next-Generation Sequencing (NGS)
2022-09-07 | NGTCL | MayoComplete T-Cell Lymphoma, Next-Generation Sequencing, Varies | 618509 | Variants of Unknown Significance | 93367-1 | Variant of unknown significance:Prid:Pt:Bld/Tiss:Nom: | Next-Generation Sequencing (NGS)
2022-09-07 | NGTCL | MayoComplete T-Cell Lymphoma, Next-Generation Sequencing, Varies | 618510 | Additional Information | 48767-8 | Annotation comment:Imp:Pt:{system}:Nar: | Next-Generation Sequencing (NGS)
2022-09-07 | NGTCL | MayoComplete T-Cell Lymphoma, Next-Generation Sequencing, Varies | 618511 | Method Summary | 85069-3 | Lab test method:Type:Pt:Specimen:Nom: | Next-Generation Sequencing (NGS)
2022-09-07 | NGTCL | MayoComplete T-Cell Lymphoma, Next-Generation Sequencing, Varies | 618512 | Disclaimer | 62364-5 | Test performance information:Find:Pt:XXX:Nar: | Next-Generation Sequencing (NGS)
2022-09-07 | NGTCL | MayoComplete T-Cell Lymphoma, Next-Generation Sequencing, Varies | 618513 | Panel Gene List | 36908-2 | Gene mutations tested for:Prid:Pt:Bld/Tiss:Nom:Molgen | Next-Generation Sequencing (NGS)
2022-09-07 | NGTCL | MayoComplete T-Cell Lymphoma, Next-Generation Sequencing, Varies | 618514 | Reviewed By | 18771-6 | Provider.signing name:Pn:Pt:Report:Nom: | Next-Generation Sequencing (NGS)
2022-09-01 | NGBCL | MayoComplete B-Cell Lymphoma, Next-Generation Sequencing, Varies | MP068 | Specimen Type | 31208-2 | Specimen source:Prid:Pt:XXX:Nom: | Next-Generation Sequencing (NGS)
2022-09-01 | NGBCL | MayoComplete B-Cell Lymphoma, Next-Generation Sequencing, Varies | MP069 | Indication for Test | 42349-1 | Reason for referral:Find:Pt:^Patient:Nar: | Next-Generation Sequencing (NGS)
2022-09-01 | NGCLN | MayoComplete Chronic Lymphoid Neoplasms, Next-Generation Sequencing, Varies | MP065 | Specimen Type | 31208-2 | Specimen source:Prid:Pt:XXX:Nom: | Next-Generation Sequencing (NGS)
2022-09-01 | NGCLN | MayoComplete Chronic Lymphoid Neoplasms, Next-Generation Sequencing, Varies | MP066 | Indication for Test | 42349-1 | Reason for referral:Find:Pt:^Patient:Nar: | Next-Generation Sequencing (NGS)
2022-09-01 | NGHIS | MayoComplete Histiocytic Neoplasms, Next-Generation Sequencing, Varies | 618534 | Reviewed By | 18771-6 | Provider.signing name:Pn:Pt:Report:Nom: | Next-Generation Sequencing (NGS)
2022-09-01 | NGHIS | MayoComplete Histiocytic Neoplasms, Next-Generation Sequencing, Varies | MP077 | Specimen Type | 31208-2 | Specimen source:Prid:Pt:XXX:Nom: | Next-Generation Sequencing (NGS)
2022-09-01 | NGHIS | MayoComplete Histiocytic Neoplasms, Next-Generation Sequencing, Varies | MP078 | Indication for Test | 42349-1 | Reason for referral:Find:Pt:^Patient:Nar: | Next-Generation Sequencing (NGS)
2022-09-01 | NGBCL | MayoComplete B-Cell Lymphoma, Next-Generation Sequencing, Varies | 618496 | Pathogenic Mutations Detected | 82939-0 | Genetic variant details:Find:Pt:Bld/Tiss:Nar:Molgen | Next-Generation Sequencing (NGS)
2022-09-01 | NGBCL | MayoComplete B-Cell Lymphoma, Next-Generation Sequencing, Varies | 618497 | Interpretation | 69047-9 | Geneticist review:Imp:Pt:XXX:Nar: | Next-Generation Sequencing (NGS)
2022-09-01 | NGBCL | MayoComplete B-Cell Lymphoma, Next-Generation Sequencing, Varies | 618498 | Clinical Trials | 82786-5 | Identifier:Find:Pt:^Clinical trial protocol:Nom: | Next-Generation Sequencing (NGS)
2022-09-01 | NGBCL | MayoComplete B-Cell Lymphoma, Next-Generation Sequencing, Varies | 618499 | Variants of Unknown Significance | 93367-1 | Variant of unknown significance:Prid:Pt:Bld/Tiss:Nom: | Next-Generation Sequencing (NGS)
2022-09-01 | NGBCL | MayoComplete B-Cell Lymphoma, Next-Generation Sequencing, Varies | 618500 | Additional Information | 48767-8 | Annotation comment:Imp:Pt:{system}:Nar: | Next-Generation Sequencing (NGS)
2022-09-01 | NGBCL | MayoComplete B-Cell Lymphoma, Next-Generation Sequencing, Varies | 618501 | Method Summary | 85069-3 | Lab test method:Type:Pt:Specimen:Nom: | Next-Generation Sequencing (NGS)
2022-09-01 | NGBCL | MayoComplete B-Cell Lymphoma, Next-Generation Sequencing, Varies | 618502 | Disclaimer | 62364-5 | Test performance information:Find:Pt:XXX:Nar: | Next-Generation Sequencing (NGS)
2022-09-01 | NGBCL | MayoComplete B-Cell Lymphoma, Next-Generation Sequencing, Varies | 618503 | Panel Gene List | 36908-2 | Gene mutations tested for:Prid:Pt:Bld/Tiss:Nom:Molgen | Next-Generation Sequencing (NGS)
2022-09-01 | NGBCL | MayoComplete B-Cell Lymphoma, Next-Generation Sequencing, Varies | 618504 | Reviewed By | 18771-6 | Provider.signing name:Pn:Pt:Report:Nom: | Next-Generation Sequencing (NGS)
2022-09-01 | NGCLN | MayoComplete Chronic Lymphoid Neoplasms, Next-Generation Sequencing, Varies | 618488 | Clinical Trials | 82786-5 | Identifier:Find:Pt:^Clinical trial protocol:Nom: | Next-Generation Sequencing (NGS)
2022-09-01 | NGCLN | MayoComplete Chronic Lymphoid Neoplasms, Next-Generation Sequencing, Varies | 618489 | Variants of Unknown Significance | 93367-1 | Variant of unknown significance:Prid:Pt:Bld/Tiss:Nom: | Next-Generation Sequencing (NGS)
2022-09-01 | NGCLN | MayoComplete Chronic Lymphoid Neoplasms, Next-Generation Sequencing, Varies | 618490 | Additional Information | 48767-8 | Annotation comment:Imp:Pt:{system}:Nar: | Next-Generation Sequencing (NGS)
2022-09-01 | NGCLN | MayoComplete Chronic Lymphoid Neoplasms, Next-Generation Sequencing, Varies | 618491 | Method Summary | 85069-3 | Lab test method:Type:Pt:Specimen:Nom: | Next-Generation Sequencing (NGS)
2022-09-01 | NGCLN | MayoComplete Chronic Lymphoid Neoplasms, Next-Generation Sequencing, Varies | 618492 | Disclaimer | 62364-5 | Test performance information:Find:Pt:XXX:Nar: | Next-Generation Sequencing (NGS)
2022-09-01 | NGCLN | MayoComplete Chronic Lymphoid Neoplasms, Next-Generation Sequencing, Varies | 618493 | Panel Gene List | 36908-2 | Gene mutations tested for:Prid:Pt:Bld/Tiss:Nom:Molgen | Next-Generation Sequencing (NGS)
2022-09-01 | NGCLN | MayoComplete Chronic Lymphoid Neoplasms, Next-Generation Sequencing, Varies | 618494 | Reviewed By | 18771-6 | Provider.signing name:Pn:Pt:Report:Nom: | Next-Generation Sequencing (NGS)
2022-09-01 | NGHIS | MayoComplete Histiocytic Neoplasms, Next-Generation Sequencing, Varies | 618526 | Pathogenic Mutations Detected | 82939-0 | Genetic variant details:Find:Pt:Bld/Tiss:Nar:Molgen | Next-Generation Sequencing (NGS)
2022-09-01 | NGHIS | MayoComplete Histiocytic Neoplasms, Next-Generation Sequencing, Varies | 618527 | Interpretation | 69047-9 | Geneticist review:Imp:Pt:XXX:Nar: | Next-Generation Sequencing (NGS)
2022-09-01 | NGHIS | MayoComplete Histiocytic Neoplasms, Next-Generation Sequencing, Varies | 618528 | Clinical Trials | 82786-5 | Identifier:Find:Pt:^Clinical trial protocol:Nom: | Next-Generation Sequencing (NGS)
2022-09-01 | NGHIS | MayoComplete Histiocytic Neoplasms, Next-Generation Sequencing, Varies | 618529 | Variants of Unknown Significance | 93367-1 | Variant of unknown significance:Prid:Pt:Bld/Tiss:Nom: | Next-Generation Sequencing (NGS)
2022-09-01 | NGHIS | MayoComplete Histiocytic Neoplasms, Next-Generation Sequencing, Varies | 618530 | Additional Information | 48767-8 | Annotation comment:Imp:Pt:{system}:Nar: | Next-Generation Sequencing (NGS)
2022-09-01 | NGHIS | MayoComplete Histiocytic Neoplasms, Next-Generation Sequencing, Varies | 618531 | Method Summary | 85069-3 | Lab test method:Type:Pt:Specimen:Nom: | Next-Generation Sequencing (NGS)
2022-09-01 | NGHIS | MayoComplete Histiocytic Neoplasms, Next-Generation Sequencing, Varies | 618532 | Disclaimer | 62364-5 | Test performance information:Find:Pt:XXX:Nar: | Next-Generation Sequencing (NGS)
2022-09-01 | NGHIS | MayoComplete Histiocytic Neoplasms, Next-Generation Sequencing, Varies | 618533 | Panel Gene List | 36908-2 | Gene mutations tested for:Prid:Pt:Bld/Tiss:Nom:Molgen | Next-Generation Sequencing (NGS)
2022-09-01 | NGCLN | MayoComplete Chronic Lymphoid Neoplasms, Next-Generation Sequencing, Varies | 618486 | Pathogenic Mutations Detected | 82939-0 | Genetic variant details:Find:Pt:Bld/Tiss:Nar:Molgen | Next-Generation Sequencing (NGS)
2022-09-01 | NGCLN | MayoComplete Chronic Lymphoid Neoplasms, Next-Generation Sequencing, Varies | 618487 | Interpretation | 69047-9 | Geneticist review:Imp:Pt:XXX:Nar: | Next-Generation Sequencing (NGS)
2022-08-30 | FMPVP | Mpox Virus DNA, Qualitative Real-Time PCR | Z6256 | Specimen Type | 31208-2 | Specimen source:Prid:Pt:XXX:Nom: | Real-Time Polymerase Chain Reaction
2022-08-30 | FMPVP | Mpox Virus DNA, Qualitative Real-Time PCR | Z6257 | Anatomic Location | 39111-0 | Body site:Anat:Pt:^Patient:Nom: | Real-Time Polymerase Chain Reaction
2022-08-29 | ECHNG | Echinococcus Antibody, IgG, Serum | ECHNG | Echinococcus Ab, IgG, S | 32171-1 | Echinococcus sp Ab.IgG:PrThr:Pt:Ser:Ord: | Enzyme Immunoassay (EIA)
2022-08-29 | EHOLG | Entamoeba histolytica Antibody, Serum | EHOLG | E. histolytica Ab, IgG, S | 22285-1 | Entamoeba histolytica Ab:PrThr:Pt:Ser:Ord: | Enzyme-Linked Immunosorbent Assay (ELISA)
2022-08-29 | TOXCG | Toxocara Antibody, IgG, Serum | TOXCG | Toxocara Ab, IgG, S | 40674-4 | Toxocara canis Ab.IgG:PrThr:Pt:Ser:Ord:IA | Enzyme-Linked Immunosorbent Assay (ELISA)
2022-08-29 | TRCNG | Trichinella Antibody, IgG, Serum | TRCNG | Trichinella Ab, IgG, S | 19253-4 | Trichinella spiralis Ab:PrThr:Pt:Ser:Ord:IA | Enzyme-Linked Immunosorbent Assay (ELISA)
2022-08-24 | KIDST | Kidney Stone Analysis | 605762 | Stone Interpretation | 56119-1 | Cellular material:MCnt:Pt:Calculus:Qn:Estimated | Infrared Spectrum Analysis
2022-08-19 | FBIOT | Vitamin B7, H (Biotin) | Z2042 | Biotin (Vitamin B7) | 1980-2 | Biotin:MCnc:Pt:Ser/Plas:Qn: | Microbiological Assay
2022-08-19 | FCLNE | Anti-Phosphatidylcholine Ab | Z0140 | Anti-Phosphatidylcholine IgM | 13074-0 | Phosphatidylcholine Ab.IgM:ACnc:Pt:Ser:Qn: | Enzyme-Linked Immunosorbent Assay (ELISA)
2022-08-19 | FCLNE | Anti-Phosphatidylcholine Ab | Z0141 | Anti-Phosphatidylcholine IgA | 13075-7 | Phosphatidylcholine Ab.IgA:ACnc:Pt:Ser:Qn: | Enzyme-Linked Immunosorbent Assay (ELISA)
2022-08-19 | FCLNE | Anti-Phosphatidylcholine Ab | Z0149 | Anti-phosphatidylcholine IgG | 13073-2 | Phosphatidylcholine Ab.IgG:ACnc:Pt:Ser:Qn: | Enzyme-Linked Immunosorbent Assay (ELISA)
2022-08-19 | FPHET | Anti-Phosphatidylethanolamine Panel | Z0150 | Anti-Phosphatidylethanolamine IgG | 13076-5 | Phosphatidylethanolamine Ab.IgG:ACnc:Pt:Ser:Qn: | Enzyme-Linked Immunosorbent Assay (ELISA)
2022-08-19 | FPHET | Anti-Phosphatidylethanolamine Panel | Z0142 | Anti-Phosphatidylethanolamine IgM | 13077-3 | Phosphatidylethanolamine Ab.IgM:ACnc:Pt:Ser:Qn: | Enzyme-Linked Immunosorbent Assay (ELISA)
2022-08-19 | FPHET | Anti-Phosphatidylethanolamine Panel | Z0143 | Anti-Phosphatidylethanolamine IgA | 13078-1 | Phosphatidylethanolamine Ab.IgA:ACnc:Pt:Ser:Qn: | Enzyme-Linked Immunosorbent Assay (ELISA)
2022-08-19 | MSUSC | Branched-Chain Amino Acids, Self-Collect, Blood Spot | 618730 | Reviewed By | 18771-6 | Provider.signing name:Pn:Pt:Report:Nom: | Liquid Chromatography-Tandem Mass Spectrometry (LC-MS/MS) Portions of this test are covered by patents held by Quest Diagnostics
2022-08-19 | MSUSC | Branched-Chain Amino Acids, Self-Collect, Blood Spot | BG780 | Patient Home Phone | 42077-8 | Phone number:Tele:Pt:^Patient:Nom: | Liquid Chromatography-Tandem Mass Spectrometry (LC-MS/MS) Portions of this test are covered by patents held by Quest Diagnostics
2022-08-19 | MSUSC | Branched-Chain Amino Acids, Self-Collect, Blood Spot | BG779 | Patient Country | 77983-5 | Country of usual residence:Loc:Pt:^Patient:Nom: | Liquid Chromatography-Tandem Mass Spectrometry (LC-MS/MS) Portions of this test are covered by patents held by Quest Diagnostics
2022-08-19 | MSUSC | Branched-Chain Amino Acids, Self-Collect, Blood Spot | 618732 | Leucine | 47679-6 | Leucine:SCnc:Pt:Bld.dot:Qn: | Liquid Chromatography-Tandem Mass Spectrometry (LC-MS/MS) Portions of this test are covered by patents held by Quest Diagnostics
2022-08-19 | MSUSC | Branched-Chain Amino Acids, Self-Collect, Blood Spot | 618733 | Isoleucine | 47671-3 | Isoleucine:SCnc:Pt:Bld.dot:Qn: | Liquid Chromatography-Tandem Mass Spectrometry (LC-MS/MS) Portions of this test are covered by patents held by Quest Diagnostics
2022-08-19 | MSUSC | Branched-Chain Amino Acids, Self-Collect, Blood Spot | 618734 | Valine | 47799-2 | Valine:SCnc:Pt:Bld.dot:Qn: | Liquid Chromatography-Tandem Mass Spectrometry (LC-MS/MS) Portions of this test are covered by patents held by Quest Diagnostics
2022-08-19 | MSUSC | Branched-Chain Amino Acids, Self-Collect, Blood Spot | BG775 | Patient Street Address (No PO Box) | 56799-0 | Address:Addr:Pt:^Patient:Nom: | Liquid Chromatography-Tandem Mass Spectrometry (LC-MS/MS) Portions of this test are covered by patents held by Quest Diagnostics
2022-08-19 | MSUSC | Branched-Chain Amino Acids, Self-Collect, Blood Spot | BG776 | Patient City | 68997-6 | City:Loc:Pt:^Patient:Nom: | Liquid Chromatography-Tandem Mass Spectrometry (LC-MS/MS) Portions of this test are covered by patents held by Quest Diagnostics
2022-08-19 | MSUSC | Branched-Chain Amino Acids, Self-Collect, Blood Spot | BG777 | Patient State | 46499-0 | State of residence:Loc:Pt:^Patient:Nom: | Liquid Chromatography-Tandem Mass Spectrometry (LC-MS/MS) Portions of this test are covered by patents held by Quest Diagnostics
2022-08-19 | MSUSC | Branched-Chain Amino Acids, Self-Collect, Blood Spot | BG778 | Patient Zip Code | 45401-7 | Postal code:Loc:Pt:^Patient:Nom: | Liquid Chromatography-Tandem Mass Spectrometry (LC-MS/MS) Portions of this test are covered by patents held by Quest Diagnostics
2022-08-19 | MSUSC | Branched-Chain Amino Acids, Self-Collect, Blood Spot | 618731 | Allo-isoleucine | 94572-5 | Alloisoleucine:SCnc:Pt:Bld.dot:Qn: | Liquid Chromatography-Tandem Mass Spectrometry (LC-MS/MS) Portions of this test are covered by patents held by Quest Diagnostics
2022-08-18 | WGSR | Whole Genome Sequencing Reanalysis, Varies | 618564 | Interpretation | 69047-9 | Geneticist review:Imp:Pt:XXX:Nar: | Reanalysis of Whole Genome Next-Generation Sequencing followed by Sanger Sequencing, Quantitative Polymerase Chain Reaction (qPCR), or other methods, as needed
2022-08-18 | WGSR | Whole Genome Sequencing Reanalysis, Varies | 618565 | Specimen | 31208-2 | Specimen source:Prid:Pt:XXX:Nom: | Reanalysis of Whole Genome Next-Generation Sequencing followed by Sanger Sequencing, Quantitative Polymerase Chain Reaction (qPCR), or other methods, as needed
2022-08-18 | WGSR | Whole Genome Sequencing Reanalysis, Varies | 618566 | Source | 31208-2 | Specimen source:Prid:Pt:XXX:Nom: | Reanalysis of Whole Genome Next-Generation Sequencing followed by Sanger Sequencing, Quantitative Polymerase Chain Reaction (qPCR), or other methods, as needed
2022-08-18 | WGSR | Whole Genome Sequencing Reanalysis, Varies | 618567 | Released By | 18771-6 | Provider.signing name:Pn:Pt:Report:Nom: | Reanalysis of Whole Genome Next-Generation Sequencing followed by Sanger Sequencing, Quantitative Polymerase Chain Reaction (qPCR), or other methods, as needed
2022-08-18 | WGSDX | Whole Genome Sequencing for Hereditary Disorders, Varies | 614317 | Source | 31208-2 | Specimen source:Prid:Pt:XXX:Nom: | Next-Generation Sequencing (NGS) followed by Sanger Sequencing, Quantitative Polymerase Chain Reaction (qPCR), or other methods, as needed.
2022-08-18 | WGSDX | Whole Genome Sequencing for Hereditary Disorders, Varies | 614364 | Interpretation | 69047-9 | Geneticist review:Imp:Pt:XXX:Nar: | Next-Generation Sequencing (NGS) followed by Sanger Sequencing, Quantitative Polymerase Chain Reaction (qPCR), or other methods, as needed.
2022-08-18 | WGSDX | Whole Genome Sequencing for Hereditary Disorders, Varies | 614464 | Specimen | 31208-2 | Specimen source:Prid:Pt:XXX:Nom: | Next-Generation Sequencing (NGS) followed by Sanger Sequencing, Quantitative Polymerase Chain Reaction (qPCR), or other methods, as needed.
2022-08-18 | WGSDX | Whole Genome Sequencing for Hereditary Disorders, Varies | 614473 | Released By | 18771-6 | Provider.signing name:Pn:Pt:Report:Nom: | Next-Generation Sequencing (NGS) followed by Sanger Sequencing, Quantitative Polymerase Chain Reaction (qPCR), or other methods, as needed.
2022-08-18 | CMPRG | Family Member Comparator Specimen for Genome Sequencing, Varies | 614930 | Interpretation | 69047-9 | Geneticist review:Imp:Pt:XXX:Nar: | Next-Generation Sequencing (NGS) followed by Sanger Sequencing, Quantitative Polymerase Chain Reaction (qPCR), or other methods, as needed
2022-08-18 | CMPRG | Family Member Comparator Specimen for Genome Sequencing, Varies | 614931 | Specimen | 31208-2 | Specimen source:Prid:Pt:XXX:Nom: | Next-Generation Sequencing (NGS) followed by Sanger Sequencing, Quantitative Polymerase Chain Reaction (qPCR), or other methods, as needed
2022-08-18 | CMPRG | Family Member Comparator Specimen for Genome Sequencing, Varies | 614932 | Source | 31208-2 | Specimen source:Prid:Pt:XXX:Nom: | Next-Generation Sequencing (NGS) followed by Sanger Sequencing, Quantitative Polymerase Chain Reaction (qPCR), or other methods, as needed
2022-08-18 | CMPRG | Family Member Comparator Specimen for Genome Sequencing, Varies | 614941 | Released By | 18771-6 | Provider.signing name:Pn:Pt:Report:Nom: | Next-Generation Sequencing (NGS) followed by Sanger Sequencing, Quantitative Polymerase Chain Reaction (qPCR), or other methods, as needed
2022-08-16 | PKUSC | Phenylalanine and Tyrosine, Self-Collect, Blood Spot | BG742 | Patient Country | 77983-5 | Country of usual residence:Loc:Pt:^Patient:Nom: | Liquid Chromatography Tandem Mass Spectrometry (LC-MS/MS)
2022-08-16 | TYRSC | Tyrosinemia Follow-Up Panel, Self-Collect, Blood Spot | BG741 | Patient Country | 77983-5 | Country of usual residence:Loc:Pt:^Patient:Nom: | Liquid Chromatography Tandem Mass Spectrometry (LC-MS/MS)
2022-08-15 | IMSNP | Inherited Motor and Sensory Neuropathy Gene Panel, Varies | 617586 | Specimen | 31208-2 | Specimen source:Prid:Pt:XXX:Nom: | Sequence Capture and Targeted Next-Generation Sequencing followed by Polymerase Chain Reaction (PCR) and Sanger Sequencing
2022-08-12 | CSTCE | Cystatin C with Estimated Glomerular Filtration Rate (eGFR), Serum | GFRC | eGFR by Cystatin C | 50210-4 | Glomerular filtration rate/1.73 sq M.predicted:ArVRat:Pt:Ser/Plas/Bld:Qn:Cystatin C-based formula | Immunoturbidimetric
2022-08-12 | CMVQN | Cytomegalovirus (CMV) DNA Detection and Quantification by Real-Time PCR, Plasma | 601954 | CMV DNA Detect/Quant, P | 72493-0 | Cytomegalovirus DNA:ACnc:Pt:Ser/Plas:Qn:Probe.amp.tar | Real-Time Polymerase Chain Reaction (RT-PCR)
2022-08-12 | FMPVP | Mpox Virus DNA, Qualitative Real-Time PCR | Z6252 | Patient Race | 32624-9 | Race:Type:Pt:^Patient:Nom: | Real-Time Polymerase Chain Reaction
2022-08-12 | FMPVP | Mpox Virus DNA, Qualitative Real-Time PCR | Z6253 | Ethnicity | 32624-9 | Race:Type:Pt:^Patient:Nom: | Real-Time Polymerase Chain Reaction
2022-08-12 | FMPVP | Mpox Virus DNA, Qualitative Real-Time PCR | Z6254 | Orthopoxvirus DNA, QL PCR | 100434-0 | Orthopoxvirus.non-variola DNA:PrThr:Pt:XXX:Ord:Probe.amp.tar | Real-Time Polymerase Chain Reaction
2022-08-11 | IDHQ | IDH1 (R132) and IDH2 (R140 and R172) Quantitative Detection, Droplet Digital PCR, Varies | MP063 | Specimen Type | 31208-2 | Specimen source:Prid:Pt:XXX:Nom: | Droplet Digital Polymerase Chain Reaction (ddPCR)
2022-08-11 | IDHQ | IDH1 (R132) and IDH2 (R140 and R172) Quantitative Detection, Droplet Digital PCR, Varies | 618390 | Signing Pathologist | 18771-6 | Provider.signing name:Pn:Pt:Report:Nom: | Droplet Digital Polymerase Chain Reaction (ddPCR)
2022-08-11 | IDHQ | IDH1 (R132) and IDH2 (R140 and R172) Quantitative Detection, Droplet Digital PCR, Varies | 618389 | Interpretation | 69047-9 | Geneticist review:Imp:Pt:XXX:Nar: | Droplet Digital Polymerase Chain Reaction (ddPCR)
2022-08-10 | NF4FS | Neurofascin-155 IgG4, Flow Cytometry, Serum | 614591 | Neurofascin-155 IgG4, S | 100845-7 | Neurofascin155 Ab.IgG4:PrThr:Pt:Ser:Ord:Flow cytometry | Flow Cytometry
2022-08-10 | LPALD | Lipoprotein (a) and Low-Density Lipoprotein Cholesterol, Serum | 610767 | LDL-C Corrected for Lp(a)-C | 100733-5 | Cholesterol.in LDL^corrected for Cholesterol.in lipoprotein (little a):MCnc:Pt:Ser:Qn:Calculated | Lipoprotein (a) Cholesterol: Electrophoresis/Enzyme Staining/Densitometry Low-Density Lipoprotein Cholesterol: Ultracentrifugation/Selective Precipitation/Enzymatic Colorimetric (Beta-Quantification)
2022-08-08 | FACYS | Acyclovir, Plasma | Z3531 | Acyclovir | Not Provided | Acyclovir:MCnc:Pt:Ser/Plas:Qn: | High Performance Liquid Chromatography/Tandem Mass Spectrometry (LC/MS/MS)
2022-08-05 | IMSNP | Inherited Motor and Sensory Neuropathy Gene Panel, Varies | 617594 | Genes Analyzed | 48018-6 | Gene identifier:ID:Pt:Bld/Tiss:Nom: | Sequence Capture and Targeted Next-Generation Sequencing followed by Polymerase Chain Reaction (PCR) and Sanger Sequencing
2022-08-05 | ISPP | Inherited Spastic Paraplegia Gene Panel, Varies | 617620 | Genes Analyzed | 48018-6 | Gene identifier:ID:Pt:Bld/Tiss:Nom: | Sequence Capture and Targeted Next-Generation Sequencing followed by Polymerase Chain Reaction (PCR) and Sanger Sequencing
2022-08-05 | ISPP | Inherited Spastic Paraplegia Gene Panel, Varies | 617621 | Disclaimer | 62364-5 | Test performance information:Find:Pt:XXX:Nar: | Sequence Capture and Targeted Next-Generation Sequencing followed by Polymerase Chain Reaction (PCR) and Sanger Sequencing
2022-08-05 | ISPP | Inherited Spastic Paraplegia Gene Panel, Varies | 617622 | Released By | 18771-6 | Provider.signing name:Pn:Pt:Report:Nom: | Sequence Capture and Targeted Next-Generation Sequencing followed by Polymerase Chain Reaction (PCR) and Sanger Sequencing
2022-08-05 | ISNP | Inherited Sensory Neuropathy Gene Panel, Varies | 617601 | Result Summary | 50397-9 | Molecular diagnostic overall interpretation:PrThr:Pt:Bld/Tiss:Ord:Molgen | Sequence Capture and Targeted Next-Generation Sequencing followed by Polymerase Chain Reaction (PCR) and Sanger Sequencing
2022-08-05 | ISNP | Inherited Sensory Neuropathy Gene Panel, Varies | 617602 | Result | 82939-0 | Genetic variant details:Find:Pt:Bld/Tiss:Nar:Molgen | Sequence Capture and Targeted Next-Generation Sequencing followed by Polymerase Chain Reaction (PCR) and Sanger Sequencing
2022-08-05 | ISNP | Inherited Sensory Neuropathy Gene Panel, Varies | 617603 | Interpretation | 69047-9 | Geneticist review:Imp:Pt:XXX:Nar: | Sequence Capture and Targeted Next-Generation Sequencing followed by Polymerase Chain Reaction (PCR) and Sanger Sequencing
2022-08-05 | ISNP | Inherited Sensory Neuropathy Gene Panel, Varies | 617604 | Resources | 99622-3 | Resource information for patient:Find:Pt:^Patient:Doc: | Sequence Capture and Targeted Next-Generation Sequencing followed by Polymerase Chain Reaction (PCR) and Sanger Sequencing
2022-08-05 | ISNP | Inherited Sensory Neuropathy Gene Panel, Varies | 617605 | Additional Information | 48767-8 | Annotation comment:Imp:Pt:{system}:Nar: | Sequence Capture and Targeted Next-Generation Sequencing followed by Polymerase Chain Reaction (PCR) and Sanger Sequencing
2022-08-05 | ISNP | Inherited Sensory Neuropathy Gene Panel, Varies | 617606 | Method | 85069-3 | Lab test method:Type:Pt:Specimen:Nom: | Sequence Capture and Targeted Next-Generation Sequencing followed by Polymerase Chain Reaction (PCR) and Sanger Sequencing
2022-08-05 | ISNP | Inherited Sensory Neuropathy Gene Panel, Varies | 617607 | Genes Analyzed | 48018-6 | Gene identifier:ID:Pt:Bld/Tiss:Nom: | Sequence Capture and Targeted Next-Generation Sequencing followed by Polymerase Chain Reaction (PCR) and Sanger Sequencing
2022-08-05 | ISNP | Inherited Sensory Neuropathy Gene Panel, Varies | 617608 | Disclaimer | 62364-5 | Test performance information:Find:Pt:XXX:Nar: | Sequence Capture and Targeted Next-Generation Sequencing followed by Polymerase Chain Reaction (PCR) and Sanger Sequencing
2022-08-05 | ISNP | Inherited Sensory Neuropathy Gene Panel, Varies | 617609 | Released By | 18771-6 | Provider.signing name:Pn:Pt:Report:Nom: | Sequence Capture and Targeted Next-Generation Sequencing followed by Polymerase Chain Reaction (PCR) and Sanger Sequencing
2022-08-05 | ISPP | Inherited Spastic Paraplegia Gene Panel, Varies | 617611 | Test Description | 62364-5 | Test performance information:Find:Pt:XXX:Nar: | Sequence Capture and Targeted Next-Generation Sequencing followed by Polymerase Chain Reaction (PCR) and Sanger Sequencing
2022-08-05 | ISPP | Inherited Spastic Paraplegia Gene Panel, Varies | 617612 | Specimen | 31208-2 | Specimen source:Prid:Pt:XXX:Nom: | Sequence Capture and Targeted Next-Generation Sequencing followed by Polymerase Chain Reaction (PCR) and Sanger Sequencing
2022-08-05 | ISPP | Inherited Spastic Paraplegia Gene Panel, Varies | 617613 | Source | 31208-2 | Specimen source:Prid:Pt:XXX:Nom: | Sequence Capture and Targeted Next-Generation Sequencing followed by Polymerase Chain Reaction (PCR) and Sanger Sequencing
2022-08-05 | ISPP | Inherited Spastic Paraplegia Gene Panel, Varies | 617614 | Result Summary | 50397-9 | Molecular diagnostic overall interpretation:PrThr:Pt:Bld/Tiss:Ord:Molgen | Sequence Capture and Targeted Next-Generation Sequencing followed by Polymerase Chain Reaction (PCR) and Sanger Sequencing
2022-08-05 | ISPP | Inherited Spastic Paraplegia Gene Panel, Varies | 617615 | Result | 82939-0 | Genetic variant details:Find:Pt:Bld/Tiss:Nar:Molgen | Sequence Capture and Targeted Next-Generation Sequencing followed by Polymerase Chain Reaction (PCR) and Sanger Sequencing
2022-08-05 | ISPP | Inherited Spastic Paraplegia Gene Panel, Varies | 617616 | Interpretation | 69047-9 | Geneticist review:Imp:Pt:XXX:Nar: | Sequence Capture and Targeted Next-Generation Sequencing followed by Polymerase Chain Reaction (PCR) and Sanger Sequencing
2022-08-05 | ISPP | Inherited Spastic Paraplegia Gene Panel, Varies | 617617 | Resources | 99622-3 | Resource information for patient:Find:Pt:^Patient:Doc: | Sequence Capture and Targeted Next-Generation Sequencing followed by Polymerase Chain Reaction (PCR) and Sanger Sequencing
2022-08-05 | ISPP | Inherited Spastic Paraplegia Gene Panel, Varies | 617618 | Additional Information | 48767-8 | Annotation comment:Imp:Pt:{system}:Nar: | Sequence Capture and Targeted Next-Generation Sequencing followed by Polymerase Chain Reaction (PCR) and Sanger Sequencing
2022-08-05 | ISPP | Inherited Spastic Paraplegia Gene Panel, Varies | 617619 | Method | 85069-3 | Lab test method:Type:Pt:Specimen:Nom: | Sequence Capture and Targeted Next-Generation Sequencing followed by Polymerase Chain Reaction (PCR) and Sanger Sequencing
2022-08-05 | IMNP | Inherited Motor Neuropathy Gene Panel, Varies | 617575 | Result Summary | 50397-9 | Molecular diagnostic overall interpretation:PrThr:Pt:Bld/Tiss:Ord:Molgen | Sequence Capture and Next-Generation Sequencing (NGS), Polymerase Chain Reaction (PCR), Sanger Sequencing, and Dosage Analysis by Droplet Digital Polymerase Chain Reaction (ddPCR)
2022-08-05 | IMNP | Inherited Motor Neuropathy Gene Panel, Varies | 617576 | Result | 82939-0 | Genetic variant details:Find:Pt:Bld/Tiss:Nar:Molgen | Sequence Capture and Next-Generation Sequencing (NGS), Polymerase Chain Reaction (PCR), Sanger Sequencing, and Dosage Analysis by Droplet Digital Polymerase Chain Reaction (ddPCR)
2022-08-05 | IMNP | Inherited Motor Neuropathy Gene Panel, Varies | 617577 | Interpretation | 69047-9 | Geneticist review:Imp:Pt:XXX:Nar: | Sequence Capture and Next-Generation Sequencing (NGS), Polymerase Chain Reaction (PCR), Sanger Sequencing, and Dosage Analysis by Droplet Digital Polymerase Chain Reaction (ddPCR)
2022-08-05 | IMNP | Inherited Motor Neuropathy Gene Panel, Varies | 617578 | Resources | 99622-3 | Resource information for patient:Find:Pt:^Patient:Doc: | Sequence Capture and Next-Generation Sequencing (NGS), Polymerase Chain Reaction (PCR), Sanger Sequencing, and Dosage Analysis by Droplet Digital Polymerase Chain Reaction (ddPCR)
2022-08-05 | IMNP | Inherited Motor Neuropathy Gene Panel, Varies | 617579 | Additional Information | 48767-8 | Annotation comment:Imp:Pt:{system}:Nar: | Sequence Capture and Next-Generation Sequencing (NGS), Polymerase Chain Reaction (PCR), Sanger Sequencing, and Dosage Analysis by Droplet Digital Polymerase Chain Reaction (ddPCR)
2022-08-05 | IMNP | Inherited Motor Neuropathy Gene Panel, Varies | 617580 | Method | 85069-3 | Lab test method:Type:Pt:Specimen:Nom: | Sequence Capture and Next-Generation Sequencing (NGS), Polymerase Chain Reaction (PCR), Sanger Sequencing, and Dosage Analysis by Droplet Digital Polymerase Chain Reaction (ddPCR)
2022-08-05 | IMNP | Inherited Motor Neuropathy Gene Panel, Varies | 617581 | Genes Analyzed | 48018-6 | Gene identifier:ID:Pt:Bld/Tiss:Nom: | Sequence Capture and Next-Generation Sequencing (NGS), Polymerase Chain Reaction (PCR), Sanger Sequencing, and Dosage Analysis by Droplet Digital Polymerase Chain Reaction (ddPCR)
2022-08-05 | IMNP | Inherited Motor Neuropathy Gene Panel, Varies | 617582 | Disclaimer | 62364-5 | Test performance information:Find:Pt:XXX:Nar: | Sequence Capture and Next-Generation Sequencing (NGS), Polymerase Chain Reaction (PCR), Sanger Sequencing, and Dosage Analysis by Droplet Digital Polymerase Chain Reaction (ddPCR)
2022-08-05 | IMNP | Inherited Motor Neuropathy Gene Panel, Varies | 617583 | Released By | 18771-6 | Provider.signing name:Pn:Pt:Report:Nom: | Sequence Capture and Next-Generation Sequencing (NGS), Polymerase Chain Reaction (PCR), Sanger Sequencing, and Dosage Analysis by Droplet Digital Polymerase Chain Reaction (ddPCR)
2022-08-05 | IMSNP | Inherited Motor and Sensory Neuropathy Gene Panel, Varies | 617585 | Test Description | 62364-5 | Test performance information:Find:Pt:XXX:Nar: | Sequence Capture and Targeted Next-Generation Sequencing followed by Polymerase Chain Reaction (PCR) and Sanger Sequencing
2022-08-05 | IMSNP | Inherited Motor and Sensory Neuropathy Gene Panel, Varies | 617587 | Source | 31208-2 | Specimen source:Prid:Pt:XXX:Nom: | Sequence Capture and Targeted Next-Generation Sequencing followed by Polymerase Chain Reaction (PCR) and Sanger Sequencing
2022-08-05 | IMSNP | Inherited Motor and Sensory Neuropathy Gene Panel, Varies | 617588 | Result Summary | 50397-9 | Molecular diagnostic overall interpretation:PrThr:Pt:Bld/Tiss:Ord:Molgen | Sequence Capture and Targeted Next-Generation Sequencing followed by Polymerase Chain Reaction (PCR) and Sanger Sequencing
2022-08-05 | IMSNP | Inherited Motor and Sensory Neuropathy Gene Panel, Varies | 617589 | Result | 82939-0 | Genetic variant details:Find:Pt:Bld/Tiss:Nar:Molgen | Sequence Capture and Targeted Next-Generation Sequencing followed by Polymerase Chain Reaction (PCR) and Sanger Sequencing
2022-08-05 | IMSNP | Inherited Motor and Sensory Neuropathy Gene Panel, Varies | 617590 | Interpretation | 69047-9 | Geneticist review:Imp:Pt:XXX:Nar: | Sequence Capture and Targeted Next-Generation Sequencing followed by Polymerase Chain Reaction (PCR) and Sanger Sequencing
2022-08-05 | IMSNP | Inherited Motor and Sensory Neuropathy Gene Panel, Varies | 617591 | Resources | 99622-3 | Resource information for patient:Find:Pt:^Patient:Doc: | Sequence Capture and Targeted Next-Generation Sequencing followed by Polymerase Chain Reaction (PCR) and Sanger Sequencing
2022-08-05 | IMSNP | Inherited Motor and Sensory Neuropathy Gene Panel, Varies | 617592 | Additional Information | 48767-8 | Annotation comment:Imp:Pt:{system}:Nar: | Sequence Capture and Targeted Next-Generation Sequencing followed by Polymerase Chain Reaction (PCR) and Sanger Sequencing
2022-08-05 | IMSNP | Inherited Motor and Sensory Neuropathy Gene Panel, Varies | 617593 | Method | 85069-3 | Lab test method:Type:Pt:Specimen:Nom: | Sequence Capture and Targeted Next-Generation Sequencing followed by Polymerase Chain Reaction (PCR) and Sanger Sequencing
2022-08-05 | IMSNP | Inherited Motor and Sensory Neuropathy Gene Panel, Varies | 617595 | Disclaimer | 62364-5 | Test performance information:Find:Pt:XXX:Nar: | Sequence Capture and Targeted Next-Generation Sequencing followed by Polymerase Chain Reaction (PCR) and Sanger Sequencing
2022-08-05 | IMSNP | Inherited Motor and Sensory Neuropathy Gene Panel, Varies | 617596 | Released By | 18771-6 | Provider.signing name:Pn:Pt:Report:Nom: | Sequence Capture and Targeted Next-Generation Sequencing followed by Polymerase Chain Reaction (PCR) and Sanger Sequencing
2022-08-05 | ISNP | Inherited Sensory Neuropathy Gene Panel, Varies | 617598 | Test Description | 62364-5 | Test performance information:Find:Pt:XXX:Nar: | Sequence Capture and Targeted Next-Generation Sequencing followed by Polymerase Chain Reaction (PCR) and Sanger Sequencing
2022-08-05 | ISNP | Inherited Sensory Neuropathy Gene Panel, Varies | 617599 | Specimen | 31208-2 | Specimen source:Prid:Pt:XXX:Nom: | Sequence Capture and Targeted Next-Generation Sequencing followed by Polymerase Chain Reaction (PCR) and Sanger Sequencing
2022-08-05 | ISNP | Inherited Sensory Neuropathy Gene Panel, Varies | 617600 | Source | 31208-2 | Specimen source:Prid:Pt:XXX:Nom: | Sequence Capture and Targeted Next-Generation Sequencing followed by Polymerase Chain Reaction (PCR) and Sanger Sequencing
2022-08-05 | EDMDP | Inherited Emery-Dreifuss Gene Panel, Varies | 617559 | Test Description | 62364-5 | Test performance information:Find:Pt:XXX:Nar: | Sequence Capture and Targeted Next-Generation Sequencing followed by Polymerase Chain Reaction (PCR) and Sanger Sequencing
2022-08-05 | EDMDP | Inherited Emery-Dreifuss Gene Panel, Varies | 617560 | Specimen | 31208-2 | Specimen source:Prid:Pt:XXX:Nom: | Sequence Capture and Targeted Next-Generation Sequencing followed by Polymerase Chain Reaction (PCR) and Sanger Sequencing
2022-08-05 | EDMDP | Inherited Emery-Dreifuss Gene Panel, Varies | 617561 | Source | 31208-2 | Specimen source:Prid:Pt:XXX:Nom: | Sequence Capture and Targeted Next-Generation Sequencing followed by Polymerase Chain Reaction (PCR) and Sanger Sequencing
2022-08-05 | EDMDP | Inherited Emery-Dreifuss Gene Panel, Varies | 617562 | Result Summary | 50397-9 | Molecular diagnostic overall interpretation:PrThr:Pt:Bld/Tiss:Ord:Molgen | Sequence Capture and Targeted Next-Generation Sequencing followed by Polymerase Chain Reaction (PCR) and Sanger Sequencing
2022-08-05 | EDMDP | Inherited Emery-Dreifuss Gene Panel, Varies | 617563 | Result | 82939-0 | Genetic variant details:Find:Pt:Bld/Tiss:Nar:Molgen | Sequence Capture and Targeted Next-Generation Sequencing followed by Polymerase Chain Reaction (PCR) and Sanger Sequencing
2022-08-05 | EDMDP | Inherited Emery-Dreifuss Gene Panel, Varies | 617564 | Interpretation | 69047-9 | Geneticist review:Imp:Pt:XXX:Nar: | Sequence Capture and Targeted Next-Generation Sequencing followed by Polymerase Chain Reaction (PCR) and Sanger Sequencing
2022-08-05 | EDMDP | Inherited Emery-Dreifuss Gene Panel, Varies | 617565 | Resources | 99622-3 | Resource information for patient:Find:Pt:^Patient:Doc: | Sequence Capture and Targeted Next-Generation Sequencing followed by Polymerase Chain Reaction (PCR) and Sanger Sequencing
2022-08-05 | EDMDP | Inherited Emery-Dreifuss Gene Panel, Varies | 617566 | Additional Information | 48767-8 | Annotation comment:Imp:Pt:{system}:Nar: | Sequence Capture and Targeted Next-Generation Sequencing followed by Polymerase Chain Reaction (PCR) and Sanger Sequencing
2022-08-05 | EDMDP | Inherited Emery-Dreifuss Gene Panel, Varies | 617567 | Method | 85069-3 | Lab test method:Type:Pt:Specimen:Nom: | Sequence Capture and Targeted Next-Generation Sequencing followed by Polymerase Chain Reaction (PCR) and Sanger Sequencing
2022-08-05 | EDMDP | Inherited Emery-Dreifuss Gene Panel, Varies | 617568 | Genes Analyzed | 48018-6 | Gene identifier:ID:Pt:Bld/Tiss:Nom: | Sequence Capture and Targeted Next-Generation Sequencing followed by Polymerase Chain Reaction (PCR) and Sanger Sequencing
2022-08-05 | EDMDP | Inherited Emery-Dreifuss Gene Panel, Varies | 617569 | Disclaimer | 62364-5 | Test performance information:Find:Pt:XXX:Nar: | Sequence Capture and Targeted Next-Generation Sequencing followed by Polymerase Chain Reaction (PCR) and Sanger Sequencing
2022-08-05 | EDMDP | Inherited Emery-Dreifuss Gene Panel, Varies | 617570 | Released By | 18771-6 | Provider.signing name:Pn:Pt:Report:Nom: | Sequence Capture and Targeted Next-Generation Sequencing followed by Polymerase Chain Reaction (PCR) and Sanger Sequencing
2022-08-05 | IMNP | Inherited Motor Neuropathy Gene Panel, Varies | 617572 | Test Description | 62364-5 | Test performance information:Find:Pt:XXX:Nar: | Sequence Capture and Next-Generation Sequencing (NGS), Polymerase Chain Reaction (PCR), Sanger Sequencing, and Dosage Analysis by Droplet Digital Polymerase Chain Reaction (ddPCR)
2022-08-05 | IMNP | Inherited Motor Neuropathy Gene Panel, Varies | 617573 | Specimen | 31208-2 | Specimen source:Prid:Pt:XXX:Nom: | Sequence Capture and Next-Generation Sequencing (NGS), Polymerase Chain Reaction (PCR), Sanger Sequencing, and Dosage Analysis by Droplet Digital Polymerase Chain Reaction (ddPCR)
2022-08-05 | IMNP | Inherited Motor Neuropathy Gene Panel, Varies | 617574 | Source | 31208-2 | Specimen source:Prid:Pt:XXX:Nom: | Sequence Capture and Next-Generation Sequencing (NGS), Polymerase Chain Reaction (PCR), Sanger Sequencing, and Dosage Analysis by Droplet Digital Polymerase Chain Reaction (ddPCR)
2022-08-04 | HYPBG | Hypobetalipoproteinemia Gene Panel, Varies | 617318 | Additional Information | 48767-8 | Annotation comment:Imp:Pt:{system}:Nar: | Sequence Capture and Targeted Next-Generation Sequencing followed by Polymerase Chain Reaction (PCR) and Sanger Sequencing
2022-08-04 | HYPBG | Hypobetalipoproteinemia Gene Panel, Varies | 617319 | Method | 85069-3 | Lab test method:Type:Pt:Specimen:Nom: | Sequence Capture and Targeted Next-Generation Sequencing followed by Polymerase Chain Reaction (PCR) and Sanger Sequencing
2022-08-04 | HYPBG | Hypobetalipoproteinemia Gene Panel, Varies | 617320 | Genes Analyzed | 48018-6 | Gene identifier:ID:Pt:Bld/Tiss:Nom: | Sequence Capture and Targeted Next-Generation Sequencing followed by Polymerase Chain Reaction (PCR) and Sanger Sequencing
2022-08-04 | HYPBG | Hypobetalipoproteinemia Gene Panel, Varies | 617321 | Disclaimer | 62364-5 | Test performance information:Find:Pt:XXX:Nar: | Sequence Capture and Targeted Next-Generation Sequencing followed by Polymerase Chain Reaction (PCR) and Sanger Sequencing
2022-08-04 | HYPTG | Hypertriglyceridemia Gene Panel, Varies | 617324 | Test Description | 62364-5 | Test performance information:Find:Pt:XXX:Nar: | Sequence Capture and Targeted Next-Generation Sequencing followed by Polymerase Chain Reaction (PCR) and Sanger Sequencing
2022-08-04 | HCMGG | Hypertrophic Cardiomyopathy Gene Panel, Varies | 617283 | Specimen | 31208-2 | Specimen source:Prid:Pt:XXX:Nom: | Sequence Capture and Targeted Next-Generation Sequencing followed by Polymerase Chain Reaction (PCR) and Sanger Sequencing
2022-08-04 | HCMGG | Hypertrophic Cardiomyopathy Gene Panel, Varies | 617284 | Source | 31208-2 | Specimen source:Prid:Pt:XXX:Nom: | Sequence Capture and Targeted Next-Generation Sequencing followed by Polymerase Chain Reaction (PCR) and Sanger Sequencing
2022-08-04 | HCMGG | Hypertrophic Cardiomyopathy Gene Panel, Varies | 617290 | Additional Information | 48767-8 | Annotation comment:Imp:Pt:{system}:Nar: | Sequence Capture and Targeted Next-Generation Sequencing followed by Polymerase Chain Reaction (PCR) and Sanger Sequencing
2022-08-04 | HCMGG | Hypertrophic Cardiomyopathy Gene Panel, Varies | 617291 | Method | 85069-3 | Lab test method:Type:Pt:Specimen:Nom: | Sequence Capture and Targeted Next-Generation Sequencing followed by Polymerase Chain Reaction (PCR) and Sanger Sequencing
2022-08-04 | HCMGG | Hypertrophic Cardiomyopathy Gene Panel, Varies | 617292 | Genes Analyzed | 48018-6 | Gene identifier:ID:Pt:Bld/Tiss:Nom: | Sequence Capture and Targeted Next-Generation Sequencing followed by Polymerase Chain Reaction (PCR) and Sanger Sequencing
2022-08-04 | HCMGG | Hypertrophic Cardiomyopathy Gene Panel, Varies | 617293 | Disclaimer | 62364-5 | Test performance information:Find:Pt:XXX:Nar: | Sequence Capture and Targeted Next-Generation Sequencing followed by Polymerase Chain Reaction (PCR) and Sanger Sequencing
2022-08-04 | HHTGG | Hereditary Hemorrhagic Telangiectasia and Vascular Malformations Gene Panel, Varies | 617296 | Test Description | 62364-5 | Test performance information:Find:Pt:XXX:Nar: | Sequence Capture and Targeted Next-Generation Sequencing followed by Polymerase Chain Reaction (PCR) and Sanger Sequencing
2022-08-04 | HHTGG | Hereditary Hemorrhagic Telangiectasia and Vascular Malformations Gene Panel, Varies | 617297 | Specimen | 31208-2 | Specimen source:Prid:Pt:XXX:Nom: | Sequence Capture and Targeted Next-Generation Sequencing followed by Polymerase Chain Reaction (PCR) and Sanger Sequencing
2022-08-04 | HHTGG | Hereditary Hemorrhagic Telangiectasia and Vascular Malformations Gene Panel, Varies | 617298 | Source | 31208-2 | Specimen source:Prid:Pt:XXX:Nom: | Sequence Capture and Targeted Next-Generation Sequencing followed by Polymerase Chain Reaction (PCR) and Sanger Sequencing
2022-08-04 | HHTGG | Hereditary Hemorrhagic Telangiectasia and Vascular Malformations Gene Panel, Varies | 617304 | Additional Information | 48767-8 | Annotation comment:Imp:Pt:{system}:Nar: | Sequence Capture and Targeted Next-Generation Sequencing followed by Polymerase Chain Reaction (PCR) and Sanger Sequencing
2022-08-04 | HHTGG | Hereditary Hemorrhagic Telangiectasia and Vascular Malformations Gene Panel, Varies | 617305 | Method | 85069-3 | Lab test method:Type:Pt:Specimen:Nom: | Sequence Capture and Targeted Next-Generation Sequencing followed by Polymerase Chain Reaction (PCR) and Sanger Sequencing
2022-08-04 | HHTGG | Hereditary Hemorrhagic Telangiectasia and Vascular Malformations Gene Panel, Varies | 617306 | Genes Analyzed | 48018-6 | Gene identifier:ID:Pt:Bld/Tiss:Nom: | Sequence Capture and Targeted Next-Generation Sequencing followed by Polymerase Chain Reaction (PCR) and Sanger Sequencing
2022-08-04 | HHTGG | Hereditary Hemorrhagic Telangiectasia and Vascular Malformations Gene Panel, Varies | 617307 | Disclaimer | 62364-5 | Test performance information:Find:Pt:XXX:Nar: | Sequence Capture and Targeted Next-Generation Sequencing followed by Polymerase Chain Reaction (PCR) and Sanger Sequencing
2022-08-04 | HYPBG | Hypobetalipoproteinemia Gene Panel, Varies | 617310 | Test Description | 62364-5 | Test performance information:Find:Pt:XXX:Nar: | Sequence Capture and Targeted Next-Generation Sequencing followed by Polymerase Chain Reaction (PCR) and Sanger Sequencing
2022-08-04 | HYPBG | Hypobetalipoproteinemia Gene Panel, Varies | 617311 | Specimen | 31208-2 | Specimen source:Prid:Pt:XXX:Nom: | Sequence Capture and Targeted Next-Generation Sequencing followed by Polymerase Chain Reaction (PCR) and Sanger Sequencing
2022-08-04 | HYPBG | Hypobetalipoproteinemia Gene Panel, Varies | 617312 | Source | 31208-2 | Specimen source:Prid:Pt:XXX:Nom: | Sequence Capture and Targeted Next-Generation Sequencing followed by Polymerase Chain Reaction (PCR) and Sanger Sequencing
2022-08-04 | DCLNG | Dilated Cardiomyopathy and Left Ventricular Noncompaction Cardiomyopathy Gene Panel, Varies | 617249 | Method | 85069-3 | Lab test method:Type:Pt:Specimen:Nom: | Sequence Capture and Targeted Next-Generation Sequencing followed by Polymerase Chain Reaction (PCR) and Sanger Sequencing.
2022-08-04 | DCLNG | Dilated Cardiomyopathy and Left Ventricular Noncompaction Cardiomyopathy Gene Panel, Varies | 617250 | Genes Analyzed | 48018-6 | Gene identifier:ID:Pt:Bld/Tiss:Nom: | Sequence Capture and Targeted Next-Generation Sequencing followed by Polymerase Chain Reaction (PCR) and Sanger Sequencing.
2022-08-04 | DCLNG | Dilated Cardiomyopathy and Left Ventricular Noncompaction Cardiomyopathy Gene Panel, Varies | 617251 | Disclaimer | 62364-5 | Test performance information:Find:Pt:XXX:Nar: | Sequence Capture and Targeted Next-Generation Sequencing followed by Polymerase Chain Reaction (PCR) and Sanger Sequencing.
2022-08-04 | EDSGG | Ehlers-Danlos Syndrome Gene Panel, Varies | 617254 | Test Description | 62364-5 | Test performance information:Find:Pt:XXX:Nar: | Sequence Capture and Targeted Next-Generation Sequencing (NGS) followed by Polymerase Chain Reaction (PCR) and Sanger Sequencing
2022-08-04 | EDSGG | Ehlers-Danlos Syndrome Gene Panel, Varies | 617255 | Specimen | 31208-2 | Specimen source:Prid:Pt:XXX:Nom: | Sequence Capture and Targeted Next-Generation Sequencing (NGS) followed by Polymerase Chain Reaction (PCR) and Sanger Sequencing
2022-08-04 | EDSGG | Ehlers-Danlos Syndrome Gene Panel, Varies | 617256 | Source | 31208-2 | Specimen source:Prid:Pt:XXX:Nom: | Sequence Capture and Targeted Next-Generation Sequencing (NGS) followed by Polymerase Chain Reaction (PCR) and Sanger Sequencing
2022-08-04 | EDSGG | Ehlers-Danlos Syndrome Gene Panel, Varies | 617262 | Additional Information | 48767-8 | Annotation comment:Imp:Pt:{system}:Nar: | Sequence Capture and Targeted Next-Generation Sequencing (NGS) followed by Polymerase Chain Reaction (PCR) and Sanger Sequencing
2022-08-04 | EDSGG | Ehlers-Danlos Syndrome Gene Panel, Varies | 617263 | Method | 85069-3 | Lab test method:Type:Pt:Specimen:Nom: | Sequence Capture and Targeted Next-Generation Sequencing (NGS) followed by Polymerase Chain Reaction (PCR) and Sanger Sequencing
2022-08-04 | EDSGG | Ehlers-Danlos Syndrome Gene Panel, Varies | 617264 | Genes Analyzed | 48018-6 | Gene identifier:ID:Pt:Bld/Tiss:Nom: | Sequence Capture and Targeted Next-Generation Sequencing (NGS) followed by Polymerase Chain Reaction (PCR) and Sanger Sequencing
2022-08-04 | EDSGG | Ehlers-Danlos Syndrome Gene Panel, Varies | 617265 | Disclaimer | 62364-5 | Test performance information:Find:Pt:XXX:Nar: | Sequence Capture and Targeted Next-Generation Sequencing (NGS) followed by Polymerase Chain Reaction (PCR) and Sanger Sequencing
2022-08-04 | HCHLG | Hypercholesterolemia Gene Panel, Varies | 617268 | Test Description | 62364-5 | Test performance information:Find:Pt:XXX:Nar: | Sequence Capture and Targeted Next-Generation Sequencing (NGS) followed by Polymerase Chain Reaction (PCR) and Sanger Sequencing.
2022-08-04 | HCHLG | Hypercholesterolemia Gene Panel, Varies | 617269 | Specimen | 31208-2 | Specimen source:Prid:Pt:XXX:Nom: | Sequence Capture and Targeted Next-Generation Sequencing (NGS) followed by Polymerase Chain Reaction (PCR) and Sanger Sequencing.
2022-08-04 | HCHLG | Hypercholesterolemia Gene Panel, Varies | 617270 | Source | 31208-2 | Specimen source:Prid:Pt:XXX:Nom: | Sequence Capture and Targeted Next-Generation Sequencing (NGS) followed by Polymerase Chain Reaction (PCR) and Sanger Sequencing.
2022-08-04 | HCHLG | Hypercholesterolemia Gene Panel, Varies | 617276 | Additional Information | 48767-8 | Annotation comment:Imp:Pt:{system}:Nar: | Sequence Capture and Targeted Next-Generation Sequencing (NGS) followed by Polymerase Chain Reaction (PCR) and Sanger Sequencing.
2022-08-04 | HCHLG | Hypercholesterolemia Gene Panel, Varies | 617277 | Method | 85069-3 | Lab test method:Type:Pt:Specimen:Nom: | Sequence Capture and Targeted Next-Generation Sequencing (NGS) followed by Polymerase Chain Reaction (PCR) and Sanger Sequencing.
2022-08-04 | HCHLG | Hypercholesterolemia Gene Panel, Varies | 617278 | Genes Analyzed | 48018-6 | Gene identifier:ID:Pt:Bld/Tiss:Nom: | Sequence Capture and Targeted Next-Generation Sequencing (NGS) followed by Polymerase Chain Reaction (PCR) and Sanger Sequencing.
2022-08-04 | HCHLG | Hypercholesterolemia Gene Panel, Varies | 617279 | Disclaimer | 62364-5 | Test performance information:Find:Pt:XXX:Nar: | Sequence Capture and Targeted Next-Generation Sequencing (NGS) followed by Polymerase Chain Reaction (PCR) and Sanger Sequencing.
2022-08-04 | HCMGG | Hypertrophic Cardiomyopathy Gene Panel, Varies | 617282 | Test Description | 62364-5 | Test performance information:Find:Pt:XXX:Nar: | Sequence Capture and Targeted Next-Generation Sequencing followed by Polymerase Chain Reaction (PCR) and Sanger Sequencing
2022-08-04 | CHDGG | Congenital Heart Disease Gene Panel, Varies | 617208 | Genes Analyzed | 48018-6 | Gene identifier:ID:Pt:Bld/Tiss:Nom: | Sequence Capture and Targeted Next-Generation Sequencing followed by Polymerase Chain Reaction (PCR) and Sanger Sequencing
2022-08-04 | CHDGG | Congenital Heart Disease Gene Panel, Varies | 617209 | Disclaimer | 62364-5 | Test performance information:Find:Pt:XXX:Nar: | Sequence Capture and Targeted Next-Generation Sequencing followed by Polymerase Chain Reaction (PCR) and Sanger Sequencing
2022-08-04 | CPVTG | Catecholaminergic Polymorphic Ventricular Tachycardia Gene Panel, Varies | 617213 | Specimen | 31208-2 | Specimen source:Prid:Pt:XXX:Nom: | Sequence Capture and Targeted Next-Generation Sequencing followed by Polymerase Chain Reaction (PCR) and Sanger Sequencing
2022-08-04 | CPVTG | Catecholaminergic Polymorphic Ventricular Tachycardia Gene Panel, Varies | 617214 | Source | 31208-2 | Specimen source:Prid:Pt:XXX:Nom: | Sequence Capture and Targeted Next-Generation Sequencing followed by Polymerase Chain Reaction (PCR) and Sanger Sequencing
2022-08-04 | CPVTG | Catecholaminergic Polymorphic Ventricular Tachycardia Gene Panel, Varies | 617220 | Additional Information | 48767-8 | Annotation comment:Imp:Pt:{system}:Nar: | Sequence Capture and Targeted Next-Generation Sequencing followed by Polymerase Chain Reaction (PCR) and Sanger Sequencing
2022-08-04 | CPVTG | Catecholaminergic Polymorphic Ventricular Tachycardia Gene Panel, Varies | 617221 | Method | 85069-3 | Lab test method:Type:Pt:Specimen:Nom: | Sequence Capture and Targeted Next-Generation Sequencing followed by Polymerase Chain Reaction (PCR) and Sanger Sequencing
2022-08-04 | CPVTG | Catecholaminergic Polymorphic Ventricular Tachycardia Gene Panel, Varies | 617222 | Genes Analyzed | 48018-6 | Gene identifier:ID:Pt:Bld/Tiss:Nom: | Sequence Capture and Targeted Next-Generation Sequencing followed by Polymerase Chain Reaction (PCR) and Sanger Sequencing
2022-08-04 | CPVTG | Catecholaminergic Polymorphic Ventricular Tachycardia Gene Panel, Varies | 617223 | Disclaimer | 62364-5 | Test performance information:Find:Pt:XXX:Nar: | Sequence Capture and Targeted Next-Generation Sequencing followed by Polymerase Chain Reaction (PCR) and Sanger Sequencing
2022-08-04 | CVHBG | Comprehensive Cerebrovascular Gene Panel, Varies | 617226 | Test Description | 62364-5 | Test performance information:Find:Pt:XXX:Nar: | Sequence Capture and Targeted Next-Generation Sequencing followed by Polymerase Chain Reaction (PCR) and Sanger Sequencing
2022-08-04 | CVHBG | Comprehensive Cerebrovascular Gene Panel, Varies | 617227 | Specimen | 31208-2 | Specimen source:Prid:Pt:XXX:Nom: | Sequence Capture and Targeted Next-Generation Sequencing followed by Polymerase Chain Reaction (PCR) and Sanger Sequencing
2022-08-04 | CVHBG | Comprehensive Cerebrovascular Gene Panel, Varies | 617228 | Source | 31208-2 | Specimen source:Prid:Pt:XXX:Nom: | Sequence Capture and Targeted Next-Generation Sequencing followed by Polymerase Chain Reaction (PCR) and Sanger Sequencing
2022-08-04 | CVHBG | Comprehensive Cerebrovascular Gene Panel, Varies | 617234 | Additional Information | 48767-8 | Annotation comment:Imp:Pt:{system}:Nar: | Sequence Capture and Targeted Next-Generation Sequencing followed by Polymerase Chain Reaction (PCR) and Sanger Sequencing
2022-08-04 | CVHBG | Comprehensive Cerebrovascular Gene Panel, Varies | 617235 | Method | 85069-3 | Lab test method:Type:Pt:Specimen:Nom: | Sequence Capture and Targeted Next-Generation Sequencing followed by Polymerase Chain Reaction (PCR) and Sanger Sequencing
2022-08-04 | CVHBG | Comprehensive Cerebrovascular Gene Panel, Varies | 617236 | Genes Analyzed | 48018-6 | Gene identifier:ID:Pt:Bld/Tiss:Nom: | Sequence Capture and Targeted Next-Generation Sequencing followed by Polymerase Chain Reaction (PCR) and Sanger Sequencing
2022-08-04 | CVHBG | Comprehensive Cerebrovascular Gene Panel, Varies | 617237 | Disclaimer | 62364-5 | Test performance information:Find:Pt:XXX:Nar: | Sequence Capture and Targeted Next-Generation Sequencing followed by Polymerase Chain Reaction (PCR) and Sanger Sequencing
2022-08-04 | DCLNG | Dilated Cardiomyopathy and Left Ventricular Noncompaction Cardiomyopathy Gene Panel, Varies | 617240 | Test Description | 62364-5 | Test performance information:Find:Pt:XXX:Nar: | Sequence Capture and Targeted Next-Generation Sequencing followed by Polymerase Chain Reaction (PCR) and Sanger Sequencing.
2022-08-04 | DCLNG | Dilated Cardiomyopathy and Left Ventricular Noncompaction Cardiomyopathy Gene Panel, Varies | 617241 | Specimen | 31208-2 | Specimen source:Prid:Pt:XXX:Nom: | Sequence Capture and Targeted Next-Generation Sequencing followed by Polymerase Chain Reaction (PCR) and Sanger Sequencing.
2022-08-04 | DCLNG | Dilated Cardiomyopathy and Left Ventricular Noncompaction Cardiomyopathy Gene Panel, Varies | 617242 | Source | 31208-2 | Specimen source:Prid:Pt:XXX:Nom: | Sequence Capture and Targeted Next-Generation Sequencing followed by Polymerase Chain Reaction (PCR) and Sanger Sequencing.
2022-08-04 | DCLNG | Dilated Cardiomyopathy and Left Ventricular Noncompaction Cardiomyopathy Gene Panel, Varies | 617248 | Additional Information | 48767-8 | Annotation comment:Imp:Pt:{system}:Nar: | Sequence Capture and Targeted Next-Generation Sequencing followed by Polymerase Chain Reaction (PCR) and Sanger Sequencing.
2022-08-04 | CCMGG | Comprehensive Cardiomyopathy Gene Panel, Varies | 617192 | Additional Information | 48767-8 | Annotation comment:Imp:Pt:{system}:Nar: | Sequence Capture and Targeted Next-Generation Sequencing followed by Polymerase Chain Reaction (PCR) and Sanger Sequencing.
2022-08-04 | CCMGG | Comprehensive Cardiomyopathy Gene Panel, Varies | 617193 | Method | 85069-3 | Lab test method:Type:Pt:Specimen:Nom: | Sequence Capture and Targeted Next-Generation Sequencing followed by Polymerase Chain Reaction (PCR) and Sanger Sequencing.
2022-08-04 | CCMGG | Comprehensive Cardiomyopathy Gene Panel, Varies | 617194 | Genes Analyzed | 48018-6 | Gene identifier:ID:Pt:Bld/Tiss:Nom: | Sequence Capture and Targeted Next-Generation Sequencing followed by Polymerase Chain Reaction (PCR) and Sanger Sequencing.
2022-08-04 | CCMGG | Comprehensive Cardiomyopathy Gene Panel, Varies | 617195 | Disclaimer | 62364-5 | Test performance information:Find:Pt:XXX:Nar: | Sequence Capture and Targeted Next-Generation Sequencing followed by Polymerase Chain Reaction (PCR) and Sanger Sequencing.
2022-08-04 | CHDGG | Congenital Heart Disease Gene Panel, Varies | 617198 | Test Description | 62364-5 | Test performance information:Find:Pt:XXX:Nar: | Sequence Capture and Targeted Next-Generation Sequencing followed by Polymerase Chain Reaction (PCR) and Sanger Sequencing
2022-08-04 | CHDGG | Congenital Heart Disease Gene Panel, Varies | 617199 | Specimen | 31208-2 | Specimen source:Prid:Pt:XXX:Nom: | Sequence Capture and Targeted Next-Generation Sequencing followed by Polymerase Chain Reaction (PCR) and Sanger Sequencing
2022-08-04 | CHDGG | Congenital Heart Disease Gene Panel, Varies | 617200 | Source | 31208-2 | Specimen source:Prid:Pt:XXX:Nom: | Sequence Capture and Targeted Next-Generation Sequencing followed by Polymerase Chain Reaction (PCR) and Sanger Sequencing
2022-08-04 | CHDGG | Congenital Heart Disease Gene Panel, Varies | 617206 | Additional Information | 48767-8 | Annotation comment:Imp:Pt:{system}:Nar: | Sequence Capture and Targeted Next-Generation Sequencing followed by Polymerase Chain Reaction (PCR) and Sanger Sequencing
2022-08-04 | CHDGG | Congenital Heart Disease Gene Panel, Varies | 617207 | Method | 85069-3 | Lab test method:Type:Pt:Specimen:Nom: | Sequence Capture and Targeted Next-Generation Sequencing followed by Polymerase Chain Reaction (PCR) and Sanger Sequencing
2022-08-04 | CACMG | Comprehensive Arrhythmia and Cardiomyopathy Gene Panel, Varies | 617144 | Source | 31208-2 | Specimen source:Prid:Pt:XXX:Nom: | Sequence Capture and Targeted Next-Generation Sequencing followed by Polymerase Chain Reaction (PCR) and Sanger Sequencing.
2022-08-04 | CACMG | Comprehensive Arrhythmia and Cardiomyopathy Gene Panel, Varies | 617150 | Additional Information | 48767-8 | Annotation comment:Imp:Pt:{system}:Nar: | Sequence Capture and Targeted Next-Generation Sequencing followed by Polymerase Chain Reaction (PCR) and Sanger Sequencing.
2022-08-04 | CACMG | Comprehensive Arrhythmia and Cardiomyopathy Gene Panel, Varies | 617151 | Method | 85069-3 | Lab test method:Type:Pt:Specimen:Nom: | Sequence Capture and Targeted Next-Generation Sequencing followed by Polymerase Chain Reaction (PCR) and Sanger Sequencing.
2022-08-04 | CACMG | Comprehensive Arrhythmia and Cardiomyopathy Gene Panel, Varies | 617152 | Genes Analyzed | 48018-6 | Gene identifier:ID:Pt:Bld/Tiss:Nom: | Sequence Capture and Targeted Next-Generation Sequencing followed by Polymerase Chain Reaction (PCR) and Sanger Sequencing.
2022-08-04 | CACMG | Comprehensive Arrhythmia and Cardiomyopathy Gene Panel, Varies | 617153 | Disclaimer | 62364-5 | Test performance information:Find:Pt:XXX:Nar: | Sequence Capture and Targeted Next-Generation Sequencing followed by Polymerase Chain Reaction (PCR) and Sanger Sequencing.
2022-08-04 | CAORG | Comprehensive Marfan, Loeys-Dietz, Ehlers-Danlos, and Aortopathy Gene Panel, Varies | 617157 | Specimen | 31208-2 | Specimen source:Prid:Pt:XXX:Nom: | Sequence Capture and Targeted Next-Generation Sequencing followed by Polymerase Chain Reaction (PCR) and Sanger Sequencing.
2022-08-04 | CAORG | Comprehensive Marfan, Loeys-Dietz, Ehlers-Danlos, and Aortopathy Gene Panel, Varies | 617158 | Source | 31208-2 | Specimen source:Prid:Pt:XXX:Nom: | Sequence Capture and Targeted Next-Generation Sequencing followed by Polymerase Chain Reaction (PCR) and Sanger Sequencing.
2022-08-04 | CAORG | Comprehensive Marfan, Loeys-Dietz, Ehlers-Danlos, and Aortopathy Gene Panel, Varies | 617164 | Additional Information | 48767-8 | Annotation comment:Imp:Pt:{system}:Nar: | Sequence Capture and Targeted Next-Generation Sequencing followed by Polymerase Chain Reaction (PCR) and Sanger Sequencing.
2022-08-04 | CAORG | Comprehensive Marfan, Loeys-Dietz, Ehlers-Danlos, and Aortopathy Gene Panel, Varies | 617165 | Method | 85069-3 | Lab test method:Type:Pt:Specimen:Nom: | Sequence Capture and Targeted Next-Generation Sequencing followed by Polymerase Chain Reaction (PCR) and Sanger Sequencing.
2022-08-04 | CAORG | Comprehensive Marfan, Loeys-Dietz, Ehlers-Danlos, and Aortopathy Gene Panel, Varies | 617166 | Genes Analyzed | 48018-6 | Gene identifier:ID:Pt:Bld/Tiss:Nom: | Sequence Capture and Targeted Next-Generation Sequencing followed by Polymerase Chain Reaction (PCR) and Sanger Sequencing.
2022-08-04 | CAORG | Comprehensive Marfan, Loeys-Dietz, Ehlers-Danlos, and Aortopathy Gene Panel, Varies | 617167 | Disclaimer | 62364-5 | Test performance information:Find:Pt:XXX:Nar: | Sequence Capture and Targeted Next-Generation Sequencing followed by Polymerase Chain Reaction (PCR) and Sanger Sequencing.
2022-08-04 | CARGG | Comprehensive Arrhythmia Gene Panel, Varies | 617170 | Test Description | 62364-5 | Test performance information:Find:Pt:XXX:Nar: | Sequence Capture and Targeted Next-Generation Sequencing followed by Polymerase Chain Reaction (PCR) and Sanger Sequencing
2022-08-04 | CARGG | Comprehensive Arrhythmia Gene Panel, Varies | 617171 | Specimen | 31208-2 | Specimen source:Prid:Pt:XXX:Nom: | Sequence Capture and Targeted Next-Generation Sequencing followed by Polymerase Chain Reaction (PCR) and Sanger Sequencing
2022-08-04 | CARGG | Comprehensive Arrhythmia Gene Panel, Varies | 617172 | Source | 31208-2 | Specimen source:Prid:Pt:XXX:Nom: | Sequence Capture and Targeted Next-Generation Sequencing followed by Polymerase Chain Reaction (PCR) and Sanger Sequencing
2022-08-04 | CARGG | Comprehensive Arrhythmia Gene Panel, Varies | 617178 | Additional Information | 48767-8 | Annotation comment:Imp:Pt:{system}:Nar: | Sequence Capture and Targeted Next-Generation Sequencing followed by Polymerase Chain Reaction (PCR) and Sanger Sequencing
2022-08-04 | CARGG | Comprehensive Arrhythmia Gene Panel, Varies | 617179 | Method | 85069-3 | Lab test method:Type:Pt:Specimen:Nom: | Sequence Capture and Targeted Next-Generation Sequencing followed by Polymerase Chain Reaction (PCR) and Sanger Sequencing
2022-08-04 | CARGG | Comprehensive Arrhythmia Gene Panel, Varies | 617180 | Genes Analyzed | 48018-6 | Gene identifier:ID:Pt:Bld/Tiss:Nom: | Sequence Capture and Targeted Next-Generation Sequencing followed by Polymerase Chain Reaction (PCR) and Sanger Sequencing
2022-08-04 | CARGG | Comprehensive Arrhythmia Gene Panel, Varies | 617181 | Disclaimer | 62364-5 | Test performance information:Find:Pt:XXX:Nar: | Sequence Capture and Targeted Next-Generation Sequencing followed by Polymerase Chain Reaction (PCR) and Sanger Sequencing
2022-08-04 | CCMGG | Comprehensive Cardiomyopathy Gene Panel, Varies | 617184 | Test Description | 62364-5 | Test performance information:Find:Pt:XXX:Nar: | Sequence Capture and Targeted Next-Generation Sequencing followed by Polymerase Chain Reaction (PCR) and Sanger Sequencing.
2022-08-04 | CCMGG | Comprehensive Cardiomyopathy Gene Panel, Varies | 617185 | Specimen | 31208-2 | Specimen source:Prid:Pt:XXX:Nom: | Sequence Capture and Targeted Next-Generation Sequencing followed by Polymerase Chain Reaction (PCR) and Sanger Sequencing.
2022-08-04 | CCMGG | Comprehensive Cardiomyopathy Gene Panel, Varies | 617186 | Source | 31208-2 | Specimen source:Prid:Pt:XXX:Nom: | Sequence Capture and Targeted Next-Generation Sequencing followed by Polymerase Chain Reaction (PCR) and Sanger Sequencing.
2022-08-04 | ARVGG | Arrhythmogenic Cardiomyopathy Gene Panel, Varies | 617129 | Specimen | 31208-2 | Specimen source:Prid:Pt:XXX:Nom: | Sequence Capture and Targeted Next-Generation Sequencing followed by Polymerase Chain Reaction (PCR) and Sanger Sequencing
2022-08-04 | ARVGG | Arrhythmogenic Cardiomyopathy Gene Panel, Varies | 617130 | Source | 31208-2 | Specimen source:Prid:Pt:XXX:Nom: | Sequence Capture and Targeted Next-Generation Sequencing followed by Polymerase Chain Reaction (PCR) and Sanger Sequencing
2022-08-04 | ARVGG | Arrhythmogenic Cardiomyopathy Gene Panel, Varies | 617136 | Additional Information | 48767-8 | Annotation comment:Imp:Pt:{system}:Nar: | Sequence Capture and Targeted Next-Generation Sequencing followed by Polymerase Chain Reaction (PCR) and Sanger Sequencing
2022-08-04 | ARVGG | Arrhythmogenic Cardiomyopathy Gene Panel, Varies | 617137 | Method | 85069-3 | Lab test method:Type:Pt:Specimen:Nom: | Sequence Capture and Targeted Next-Generation Sequencing followed by Polymerase Chain Reaction (PCR) and Sanger Sequencing
2022-08-04 | ARVGG | Arrhythmogenic Cardiomyopathy Gene Panel, Varies | 617138 | Genes Analyzed | 48018-6 | Gene identifier:ID:Pt:Bld/Tiss:Nom: | Sequence Capture and Targeted Next-Generation Sequencing followed by Polymerase Chain Reaction (PCR) and Sanger Sequencing
2022-08-04 | ARVGG | Arrhythmogenic Cardiomyopathy Gene Panel, Varies | 617139 | Disclaimer | 62364-5 | Test performance information:Find:Pt:XXX:Nar: | Sequence Capture and Targeted Next-Generation Sequencing followed by Polymerase Chain Reaction (PCR) and Sanger Sequencing
2022-08-04 | CACMG | Comprehensive Arrhythmia and Cardiomyopathy Gene Panel, Varies | 617143 | Specimen | 31208-2 | Specimen source:Prid:Pt:XXX:Nom: | Sequence Capture and Targeted Next-Generation Sequencing followed by Polymerase Chain Reaction (PCR) and Sanger Sequencing.
2022-08-04 | PCDGG | Primary Ciliary Dyskinesia Gene Panel, Varies | 617431 | Method | 85069-3 | Lab test method:Type:Pt:Specimen:Nom: | Sequence Capture and Targeted Next-Generation Sequencing followed by Polymerase Chain Reaction (PCR) and Sanger Sequencing.
2022-08-04 | PCDGG | Primary Ciliary Dyskinesia Gene Panel, Varies | 617432 | Genes Analyzed | 48018-6 | Gene identifier:ID:Pt:Bld/Tiss:Nom: | Sequence Capture and Targeted Next-Generation Sequencing followed by Polymerase Chain Reaction (PCR) and Sanger Sequencing.
2022-08-04 | PCDGG | Primary Ciliary Dyskinesia Gene Panel, Varies | 617433 | Disclaimer | 62364-5 | Test performance information:Find:Pt:XXX:Nar: | Sequence Capture and Targeted Next-Generation Sequencing followed by Polymerase Chain Reaction (PCR) and Sanger Sequencing.
2022-08-04 | PRKSG | PRKAR1A Full Gene Sequencing with Deletion/Duplication, Varies | 617436 | Test Description | 62364-5 | Test performance information:Find:Pt:XXX:Nar: | Sequence Capture and Targeted Next-Generation Sequencing followed by Polymerase Chain Reaction (PCR) and Sanger Sequencing
2022-08-04 | PRKSG | PRKAR1A Full Gene Sequencing with Deletion/Duplication, Varies | 617437 | Specimen | 31208-2 | Specimen source:Prid:Pt:XXX:Nom: | Sequence Capture and Targeted Next-Generation Sequencing followed by Polymerase Chain Reaction (PCR) and Sanger Sequencing
2022-08-04 | PRKSG | PRKAR1A Full Gene Sequencing with Deletion/Duplication, Varies | 617438 | Source | 31208-2 | Specimen source:Prid:Pt:XXX:Nom: | Sequence Capture and Targeted Next-Generation Sequencing followed by Polymerase Chain Reaction (PCR) and Sanger Sequencing
2022-08-04 | PRKSG | PRKAR1A Full Gene Sequencing with Deletion/Duplication, Varies | 617444 | Additional Information | 48767-8 | Annotation comment:Imp:Pt:{system}:Nar: | Sequence Capture and Targeted Next-Generation Sequencing followed by Polymerase Chain Reaction (PCR) and Sanger Sequencing
2022-08-04 | PRKSG | PRKAR1A Full Gene Sequencing with Deletion/Duplication, Varies | 617445 | Method | 85069-3 | Lab test method:Type:Pt:Specimen:Nom: | Sequence Capture and Targeted Next-Generation Sequencing followed by Polymerase Chain Reaction (PCR) and Sanger Sequencing
2022-08-04 | PRKSG | PRKAR1A Full Gene Sequencing with Deletion/Duplication, Varies | 617446 | Genes Analyzed | 48018-6 | Gene identifier:ID:Pt:Bld/Tiss:Nom: | Sequence Capture and Targeted Next-Generation Sequencing followed by Polymerase Chain Reaction (PCR) and Sanger Sequencing
2022-08-04 | PRKSG | PRKAR1A Full Gene Sequencing with Deletion/Duplication, Varies | 617447 | Disclaimer | 62364-5 | Test performance information:Find:Pt:XXX:Nar: | Sequence Capture and Targeted Next-Generation Sequencing followed by Polymerase Chain Reaction (PCR) and Sanger Sequencing
2022-08-04 | SCN5A | Brugada Syndrome, SCN5A Full Gene Analysis, Varies | 617450 | Test Description | 62364-5 | Test performance information:Find:Pt:XXX:Nar: | Sequence Capture and Targeted Next-Generation Sequencing followed by Polymerase Chain Reaction (PCR) and Sanger Sequencing.
2022-08-04 | SCN5A | Brugada Syndrome, SCN5A Full Gene Analysis, Varies | 617451 | Specimen | 31208-2 | Specimen source:Prid:Pt:XXX:Nom: | Sequence Capture and Targeted Next-Generation Sequencing followed by Polymerase Chain Reaction (PCR) and Sanger Sequencing.
2022-08-04 | SCN5A | Brugada Syndrome, SCN5A Full Gene Analysis, Varies | 617452 | Source | 31208-2 | Specimen source:Prid:Pt:XXX:Nom: | Sequence Capture and Targeted Next-Generation Sequencing followed by Polymerase Chain Reaction (PCR) and Sanger Sequencing.
2022-08-04 | SCN5A | Brugada Syndrome, SCN5A Full Gene Analysis, Varies | 617458 | Additional Information | 48767-8 | Annotation comment:Imp:Pt:{system}:Nar: | Sequence Capture and Targeted Next-Generation Sequencing followed by Polymerase Chain Reaction (PCR) and Sanger Sequencing.
2022-08-04 | SCN5A | Brugada Syndrome, SCN5A Full Gene Analysis, Varies | 617459 | Method | 85069-3 | Lab test method:Type:Pt:Specimen:Nom: | Sequence Capture and Targeted Next-Generation Sequencing followed by Polymerase Chain Reaction (PCR) and Sanger Sequencing.
2022-08-04 | SCN5A | Brugada Syndrome, SCN5A Full Gene Analysis, Varies | 617460 | Genes Analyzed | 48018-6 | Gene identifier:ID:Pt:Bld/Tiss:Nom: | Sequence Capture and Targeted Next-Generation Sequencing followed by Polymerase Chain Reaction (PCR) and Sanger Sequencing.
2022-08-04 | SCN5A | Brugada Syndrome, SCN5A Full Gene Analysis, Varies | 617461 | Disclaimer | 62364-5 | Test performance information:Find:Pt:XXX:Nar: | Sequence Capture and Targeted Next-Generation Sequencing followed by Polymerase Chain Reaction (PCR) and Sanger Sequencing.
2022-08-04 | MFRGG | Marfan, Loeys-Dietz, and Aortopathy Gene Panel, Varies | 617382 | Source | 31208-2 | Specimen source:Prid:Pt:XXX:Nom: | Sequence Capture and Targeted Next-Generation Sequencing followed by Polymerase Chain Reaction (PCR) and Sanger Sequencing
2022-08-04 | MFRGG | Marfan, Loeys-Dietz, and Aortopathy Gene Panel, Varies | 617388 | Additional Information | 48767-8 | Annotation comment:Imp:Pt:{system}:Nar: | Sequence Capture and Targeted Next-Generation Sequencing followed by Polymerase Chain Reaction (PCR) and Sanger Sequencing
2022-08-04 | MFRGG | Marfan, Loeys-Dietz, and Aortopathy Gene Panel, Varies | 617389 | Method | 85069-3 | Lab test method:Type:Pt:Specimen:Nom: | Sequence Capture and Targeted Next-Generation Sequencing followed by Polymerase Chain Reaction (PCR) and Sanger Sequencing
2022-08-04 | MFRGG | Marfan, Loeys-Dietz, and Aortopathy Gene Panel, Varies | 617390 | Genes Analyzed | 48018-6 | Gene identifier:ID:Pt:Bld/Tiss:Nom: | Sequence Capture and Targeted Next-Generation Sequencing followed by Polymerase Chain Reaction (PCR) and Sanger Sequencing
2022-08-04 | MFRGG | Marfan, Loeys-Dietz, and Aortopathy Gene Panel, Varies | 617391 | Disclaimer | 62364-5 | Test performance information:Find:Pt:XXX:Nar: | Sequence Capture and Targeted Next-Generation Sequencing followed by Polymerase Chain Reaction (PCR) and Sanger Sequencing
2022-08-04 | NSRGG | Noonan Syndrome and Related Conditions Gene Panel, Varies | 617394 | Test Description | 62364-5 | Test performance information:Find:Pt:XXX:Nar: | Sequence Capture and Targeted Next-Generation Sequencing followed by Polymerase Chain Reaction (PCR) and Sanger Sequencing
2022-08-04 | NSRGG | Noonan Syndrome and Related Conditions Gene Panel, Varies | 617395 | Specimen | 31208-2 | Specimen source:Prid:Pt:XXX:Nom: | Sequence Capture and Targeted Next-Generation Sequencing followed by Polymerase Chain Reaction (PCR) and Sanger Sequencing
2022-08-04 | NSRGG | Noonan Syndrome and Related Conditions Gene Panel, Varies | 617396 | Source | 31208-2 | Specimen source:Prid:Pt:XXX:Nom: | Sequence Capture and Targeted Next-Generation Sequencing followed by Polymerase Chain Reaction (PCR) and Sanger Sequencing
2022-08-04 | NSRGG | Noonan Syndrome and Related Conditions Gene Panel, Varies | 617402 | Additional Information | 48767-8 | Annotation comment:Imp:Pt:{system}:Nar: | Sequence Capture and Targeted Next-Generation Sequencing followed by Polymerase Chain Reaction (PCR) and Sanger Sequencing
2022-08-04 | NSRGG | Noonan Syndrome and Related Conditions Gene Panel, Varies | 617403 | Method | 85069-3 | Lab test method:Type:Pt:Specimen:Nom: | Sequence Capture and Targeted Next-Generation Sequencing followed by Polymerase Chain Reaction (PCR) and Sanger Sequencing
2022-08-04 | NSRGG | Noonan Syndrome and Related Conditions Gene Panel, Varies | 617404 | Genes Analyzed | 48018-6 | Gene identifier:ID:Pt:Bld/Tiss:Nom: | Sequence Capture and Targeted Next-Generation Sequencing followed by Polymerase Chain Reaction (PCR) and Sanger Sequencing
2022-08-04 | NSRGG | Noonan Syndrome and Related Conditions Gene Panel, Varies | 617405 | Disclaimer | 62364-5 | Test performance information:Find:Pt:XXX:Nar: | Sequence Capture and Targeted Next-Generation Sequencing followed by Polymerase Chain Reaction (PCR) and Sanger Sequencing
2022-08-04 | OIBFG | Osteogenesis Imperfecta and Bone Fragility Gene Panel, Varies | 617408 | Test Description | 62364-5 | Test performance information:Find:Pt:XXX:Nar: | Sequence Capture and Targeted Next-Generation Sequencing followed by Polymerase Chain Reaction (PCR) and Sanger Sequencing
2022-08-04 | OIBFG | Osteogenesis Imperfecta and Bone Fragility Gene Panel, Varies | 617409 | Specimen | 31208-2 | Specimen source:Prid:Pt:XXX:Nom: | Sequence Capture and Targeted Next-Generation Sequencing followed by Polymerase Chain Reaction (PCR) and Sanger Sequencing
2022-08-04 | OIBFG | Osteogenesis Imperfecta and Bone Fragility Gene Panel, Varies | 617410 | Source | 31208-2 | Specimen source:Prid:Pt:XXX:Nom: | Sequence Capture and Targeted Next-Generation Sequencing followed by Polymerase Chain Reaction (PCR) and Sanger Sequencing
2022-08-04 | OIBFG | Osteogenesis Imperfecta and Bone Fragility Gene Panel, Varies | 617416 | Additional Information | 48767-8 | Annotation comment:Imp:Pt:{system}:Nar: | Sequence Capture and Targeted Next-Generation Sequencing followed by Polymerase Chain Reaction (PCR) and Sanger Sequencing
2022-08-04 | OIBFG | Osteogenesis Imperfecta and Bone Fragility Gene Panel, Varies | 617417 | Method | 85069-3 | Lab test method:Type:Pt:Specimen:Nom: | Sequence Capture and Targeted Next-Generation Sequencing followed by Polymerase Chain Reaction (PCR) and Sanger Sequencing
2022-08-04 | OIBFG | Osteogenesis Imperfecta and Bone Fragility Gene Panel, Varies | 617418 | Genes Analyzed | 48018-6 | Gene identifier:ID:Pt:Bld/Tiss:Nom: | Sequence Capture and Targeted Next-Generation Sequencing followed by Polymerase Chain Reaction (PCR) and Sanger Sequencing
2022-08-04 | OIBFG | Osteogenesis Imperfecta and Bone Fragility Gene Panel, Varies | 617419 | Disclaimer | 62364-5 | Test performance information:Find:Pt:XXX:Nar: | Sequence Capture and Targeted Next-Generation Sequencing followed by Polymerase Chain Reaction (PCR) and Sanger Sequencing
2022-08-04 | PCDGG | Primary Ciliary Dyskinesia Gene Panel, Varies | 617422 | Test Description | 62364-5 | Test performance information:Find:Pt:XXX:Nar: | Sequence Capture and Targeted Next-Generation Sequencing followed by Polymerase Chain Reaction (PCR) and Sanger Sequencing.
2022-08-04 | PCDGG | Primary Ciliary Dyskinesia Gene Panel, Varies | 617423 | Specimen | 31208-2 | Specimen source:Prid:Pt:XXX:Nom: | Sequence Capture and Targeted Next-Generation Sequencing followed by Polymerase Chain Reaction (PCR) and Sanger Sequencing.
2022-08-04 | PCDGG | Primary Ciliary Dyskinesia Gene Panel, Varies | 617424 | Source | 31208-2 | Specimen source:Prid:Pt:XXX:Nom: | Sequence Capture and Targeted Next-Generation Sequencing followed by Polymerase Chain Reaction (PCR) and Sanger Sequencing.
2022-08-04 | PCDGG | Primary Ciliary Dyskinesia Gene Panel, Varies | 617430 | Additional Information | 48767-8 | Annotation comment:Imp:Pt:{system}:Nar: | Sequence Capture and Targeted Next-Generation Sequencing followed by Polymerase Chain Reaction (PCR) and Sanger Sequencing.
2022-08-04 | LIPOG | Lipodystrophy Gene Panel, Varies | 617348 | Genes Analyzed | 48018-6 | Gene identifier:ID:Pt:Bld/Tiss:Nom: | Sequence Capture and Targeted Next-Generation Sequencing followed by Polymerase Chain Reaction (PCR) and Sanger Sequencing
2022-08-04 | LIPOG | Lipodystrophy Gene Panel, Varies | 617349 | Disclaimer | 62364-5 | Test performance information:Find:Pt:XXX:Nar: | Sequence Capture and Targeted Next-Generation Sequencing followed by Polymerase Chain Reaction (PCR) and Sanger Sequencing
2022-08-04 | LQTSG | Long QT Syndrome Gene Panel, Varies | 617352 | Test Description | 62364-5 | Test performance information:Find:Pt:XXX:Nar: | Sequence Capture and Targeted Next-Generation Sequencing followed by Polymerase Chain Reaction (PCR) and Sanger Sequencing.
2022-08-04 | LQTSG | Long QT Syndrome Gene Panel, Varies | 617353 | Specimen | 31208-2 | Specimen source:Prid:Pt:XXX:Nom: | Sequence Capture and Targeted Next-Generation Sequencing followed by Polymerase Chain Reaction (PCR) and Sanger Sequencing.
2022-08-04 | LQTSG | Long QT Syndrome Gene Panel, Varies | 617354 | Source | 31208-2 | Specimen source:Prid:Pt:XXX:Nom: | Sequence Capture and Targeted Next-Generation Sequencing followed by Polymerase Chain Reaction (PCR) and Sanger Sequencing.
2022-08-04 | LQTSG | Long QT Syndrome Gene Panel, Varies | 617360 | Additional Information | 48767-8 | Annotation comment:Imp:Pt:{system}:Nar: | Sequence Capture and Targeted Next-Generation Sequencing followed by Polymerase Chain Reaction (PCR) and Sanger Sequencing.
2022-08-04 | LQTSG | Long QT Syndrome Gene Panel, Varies | 617361 | Method | 85069-3 | Lab test method:Type:Pt:Specimen:Nom: | Sequence Capture and Targeted Next-Generation Sequencing followed by Polymerase Chain Reaction (PCR) and Sanger Sequencing.
2022-08-04 | LQTSG | Long QT Syndrome Gene Panel, Varies | 617362 | Genes Analyzed | 48018-6 | Gene identifier:ID:Pt:Bld/Tiss:Nom: | Sequence Capture and Targeted Next-Generation Sequencing followed by Polymerase Chain Reaction (PCR) and Sanger Sequencing.
2022-08-04 | LQTSG | Long QT Syndrome Gene Panel, Varies | 617363 | Disclaimer | 62364-5 | Test performance information:Find:Pt:XXX:Nar: | Sequence Capture and Targeted Next-Generation Sequencing followed by Polymerase Chain Reaction (PCR) and Sanger Sequencing.
2022-08-04 | MFBNG | FBN1 Full Gene Sequencing with Deletion/Duplication, Varies | 617366 | Test Description | 62364-5 | Test performance information:Find:Pt:XXX:Nar: | Sequence Capture and Targeted Next-Generation Sequencing followed by Polymerase Chain Reaction (PCR) and Sanger Sequencing.
2022-08-04 | MFBNG | FBN1 Full Gene Sequencing with Deletion/Duplication, Varies | 617367 | Specimen | 31208-2 | Specimen source:Prid:Pt:XXX:Nom: | Sequence Capture and Targeted Next-Generation Sequencing followed by Polymerase Chain Reaction (PCR) and Sanger Sequencing.
2022-08-04 | MFBNG | FBN1 Full Gene Sequencing with Deletion/Duplication, Varies | 617368 | Source | 31208-2 | Specimen source:Prid:Pt:XXX:Nom: | Sequence Capture and Targeted Next-Generation Sequencing followed by Polymerase Chain Reaction (PCR) and Sanger Sequencing.
2022-08-04 | MFBNG | FBN1 Full Gene Sequencing with Deletion/Duplication, Varies | 617374 | Additional Information | 48767-8 | Annotation comment:Imp:Pt:{system}:Nar: | Sequence Capture and Targeted Next-Generation Sequencing followed by Polymerase Chain Reaction (PCR) and Sanger Sequencing.
2022-08-04 | MFBNG | FBN1 Full Gene Sequencing with Deletion/Duplication, Varies | 617375 | Method | 85069-3 | Lab test method:Type:Pt:Specimen:Nom: | Sequence Capture and Targeted Next-Generation Sequencing followed by Polymerase Chain Reaction (PCR) and Sanger Sequencing.
2022-08-04 | MFBNG | FBN1 Full Gene Sequencing with Deletion/Duplication, Varies | 617376 | Genes Analyzed | 48018-6 | Gene identifier:ID:Pt:Bld/Tiss:Nom: | Sequence Capture and Targeted Next-Generation Sequencing followed by Polymerase Chain Reaction (PCR) and Sanger Sequencing.
2022-08-04 | MFBNG | FBN1 Full Gene Sequencing with Deletion/Duplication, Varies | 617377 | Disclaimer | 62364-5 | Test performance information:Find:Pt:XXX:Nar: | Sequence Capture and Targeted Next-Generation Sequencing followed by Polymerase Chain Reaction (PCR) and Sanger Sequencing.
2022-08-04 | MFRGG | Marfan, Loeys-Dietz, and Aortopathy Gene Panel, Varies | 617380 | Test Description | 62364-5 | Test performance information:Find:Pt:XXX:Nar: | Sequence Capture and Targeted Next-Generation Sequencing followed by Polymerase Chain Reaction (PCR) and Sanger Sequencing
2022-08-04 | MFRGG | Marfan, Loeys-Dietz, and Aortopathy Gene Panel, Varies | 617381 | Specimen | 31208-2 | Specimen source:Prid:Pt:XXX:Nom: | Sequence Capture and Targeted Next-Generation Sequencing followed by Polymerase Chain Reaction (PCR) and Sanger Sequencing
2022-08-04 | HYPTG | Hypertriglyceridemia Gene Panel, Varies | 617325 | Specimen | 31208-2 | Specimen source:Prid:Pt:XXX:Nom: | Sequence Capture and Targeted Next-Generation Sequencing followed by Polymerase Chain Reaction (PCR) and Sanger Sequencing
2022-08-04 | HYPTG | Hypertriglyceridemia Gene Panel, Varies | 617326 | Source | 31208-2 | Specimen source:Prid:Pt:XXX:Nom: | Sequence Capture and Targeted Next-Generation Sequencing followed by Polymerase Chain Reaction (PCR) and Sanger Sequencing
2022-08-04 | HYPTG | Hypertriglyceridemia Gene Panel, Varies | 617332 | Additional Information | 48767-8 | Annotation comment:Imp:Pt:{system}:Nar: | Sequence Capture and Targeted Next-Generation Sequencing followed by Polymerase Chain Reaction (PCR) and Sanger Sequencing
2022-08-04 | HYPTG | Hypertriglyceridemia Gene Panel, Varies | 617333 | Method | 85069-3 | Lab test method:Type:Pt:Specimen:Nom: | Sequence Capture and Targeted Next-Generation Sequencing followed by Polymerase Chain Reaction (PCR) and Sanger Sequencing
2022-08-04 | HYPTG | Hypertriglyceridemia Gene Panel, Varies | 617334 | Genes Analyzed | 48018-6 | Gene identifier:ID:Pt:Bld/Tiss:Nom: | Sequence Capture and Targeted Next-Generation Sequencing followed by Polymerase Chain Reaction (PCR) and Sanger Sequencing
2022-08-04 | HYPTG | Hypertriglyceridemia Gene Panel, Varies | 617335 | Disclaimer | 62364-5 | Test performance information:Find:Pt:XXX:Nar: | Sequence Capture and Targeted Next-Generation Sequencing followed by Polymerase Chain Reaction (PCR) and Sanger Sequencing
2022-08-04 | LIPOG | Lipodystrophy Gene Panel, Varies | 617338 | Test Description | 62364-5 | Test performance information:Find:Pt:XXX:Nar: | Sequence Capture and Targeted Next-Generation Sequencing followed by Polymerase Chain Reaction (PCR) and Sanger Sequencing
2022-08-04 | LIPOG | Lipodystrophy Gene Panel, Varies | 617339 | Specimen | 31208-2 | Specimen source:Prid:Pt:XXX:Nom: | Sequence Capture and Targeted Next-Generation Sequencing followed by Polymerase Chain Reaction (PCR) and Sanger Sequencing
2022-08-04 | LIPOG | Lipodystrophy Gene Panel, Varies | 617340 | Source | 31208-2 | Specimen source:Prid:Pt:XXX:Nom: | Sequence Capture and Targeted Next-Generation Sequencing followed by Polymerase Chain Reaction (PCR) and Sanger Sequencing
2022-08-04 | LIPOG | Lipodystrophy Gene Panel, Varies | 617346 | Additional Information | 48767-8 | Annotation comment:Imp:Pt:{system}:Nar: | Sequence Capture and Targeted Next-Generation Sequencing followed by Polymerase Chain Reaction (PCR) and Sanger Sequencing
2022-08-04 | LIPOG | Lipodystrophy Gene Panel, Varies | 617347 | Method | 85069-3 | Lab test method:Type:Pt:Specimen:Nom: | Sequence Capture and Targeted Next-Generation Sequencing followed by Polymerase Chain Reaction (PCR) and Sanger Sequencing
2022-08-04 | AFTDP | Inherited Frontotemporal Dementia and Amyotrophic Lateral Sclerosis Gene Panel, Varies | 617503 | Genes Analyzed | 48018-6 | Gene identifier:ID:Pt:Bld/Tiss:Nom: | Sequence Capture and Targeted Next-Generation Sequencing followed by Polymerase Chain Reaction (PCR) and Sanger Sequencing
2022-08-04 | AFTDP | Inherited Frontotemporal Dementia and Amyotrophic Lateral Sclerosis Gene Panel, Varies | 617505 | Released By | 18771-6 | Provider.signing name:Pn:Pt:Report:Nom: | Sequence Capture and Targeted Next-Generation Sequencing followed by Polymerase Chain Reaction (PCR) and Sanger Sequencing
2022-08-04 | AFTDP | Inherited Frontotemporal Dementia and Amyotrophic Lateral Sclerosis Gene Panel, Varies | 617494 | Test Description | 62364-5 | Test performance information:Find:Pt:XXX:Nar: | Sequence Capture and Targeted Next-Generation Sequencing followed by Polymerase Chain Reaction (PCR) and Sanger Sequencing
2022-08-04 | AFTDP | Inherited Frontotemporal Dementia and Amyotrophic Lateral Sclerosis Gene Panel, Varies | 617495 | Specimen | 31208-2 | Specimen source:Prid:Pt:XXX:Nom: | Sequence Capture and Targeted Next-Generation Sequencing followed by Polymerase Chain Reaction (PCR) and Sanger Sequencing
2022-08-04 | AFTDP | Inherited Frontotemporal Dementia and Amyotrophic Lateral Sclerosis Gene Panel, Varies | 617496 | Source | 31208-2 | Specimen source:Prid:Pt:XXX:Nom: | Sequence Capture and Targeted Next-Generation Sequencing followed by Polymerase Chain Reaction (PCR) and Sanger Sequencing
2022-08-04 | AFTDP | Inherited Frontotemporal Dementia and Amyotrophic Lateral Sclerosis Gene Panel, Varies | 617499 | Interpretation | 69047-9 | Geneticist review:Imp:Pt:XXX:Nar: | Sequence Capture and Targeted Next-Generation Sequencing followed by Polymerase Chain Reaction (PCR) and Sanger Sequencing
2022-08-04 | AFTDP | Inherited Frontotemporal Dementia and Amyotrophic Lateral Sclerosis Gene Panel, Varies | 617501 | Additional Information | 48767-8 | Annotation comment:Imp:Pt:{system}:Nar: | Sequence Capture and Targeted Next-Generation Sequencing followed by Polymerase Chain Reaction (PCR) and Sanger Sequencing
2022-08-04 | SQTSG | Short QT Syndrome Gene Panel, Varies | 617464 | Test Description | 62364-5 | Test performance information:Find:Pt:XXX:Nar: | Sequence Capture and Targeted Next-Generation Sequencing followed by Polymerase Chain Reaction (PCR) and Sanger Sequencing
2022-08-04 | SQTSG | Short QT Syndrome Gene Panel, Varies | 617465 | Specimen | 31208-2 | Specimen source:Prid:Pt:XXX:Nom: | Sequence Capture and Targeted Next-Generation Sequencing followed by Polymerase Chain Reaction (PCR) and Sanger Sequencing
2022-08-04 | SQTSG | Short QT Syndrome Gene Panel, Varies | 617472 | Additional Information | 48767-8 | Annotation comment:Imp:Pt:{system}:Nar: | Sequence Capture and Targeted Next-Generation Sequencing followed by Polymerase Chain Reaction (PCR) and Sanger Sequencing
2022-08-04 | SQTSG | Short QT Syndrome Gene Panel, Varies | 617474 | Genes Analyzed | 48018-6 | Gene identifier:ID:Pt:Bld/Tiss:Nom: | Sequence Capture and Targeted Next-Generation Sequencing followed by Polymerase Chain Reaction (PCR) and Sanger Sequencing
2022-08-04 | AFTDP | Inherited Frontotemporal Dementia and Amyotrophic Lateral Sclerosis Gene Panel, Varies | 617502 | Method | 85069-3 | Lab test method:Type:Pt:Specimen:Nom: | Sequence Capture and Targeted Next-Generation Sequencing followed by Polymerase Chain Reaction (PCR) and Sanger Sequencing
2022-08-04 | AFTDP | Inherited Frontotemporal Dementia and Amyotrophic Lateral Sclerosis Gene Panel, Varies | 617504 | Disclaimer | 62364-5 | Test performance information:Find:Pt:XXX:Nar: | Sequence Capture and Targeted Next-Generation Sequencing followed by Polymerase Chain Reaction (PCR) and Sanger Sequencing
2022-08-04 | SQTSG | Short QT Syndrome Gene Panel, Varies | 617473 | Method | 85069-3 | Lab test method:Type:Pt:Specimen:Nom: | Sequence Capture and Targeted Next-Generation Sequencing followed by Polymerase Chain Reaction (PCR) and Sanger Sequencing
2022-08-04 | CMSP | Inherited Congenital Myasthenic Syndrome Gene Panel, Varies | 617529 | Genes Analyzed | 48018-6 | Gene identifier:ID:Pt:Bld/Tiss:Nom: | Sequence Capture and Targeted Next-Generation Sequencing followed by Polymerase Chain Reaction (PCR) and Sanger Sequencing
2022-08-04 | DMDZ | DMD Gene, Full Gene Analysis, Varies | 617533 | Test Description | 62364-5 | Test performance information:Find:Pt:XXX:Nar: | Sequence Capture and Targeted Next-Generation Sequencing followed by Polymerase Chain Reaction (PCR) and Sanger Sequencing
2022-08-04 | DMDZ | DMD Gene, Full Gene Analysis, Varies | 617534 | Specimen | 31208-2 | Specimen source:Prid:Pt:XXX:Nom: | Sequence Capture and Targeted Next-Generation Sequencing followed by Polymerase Chain Reaction (PCR) and Sanger Sequencing
2022-08-04 | DMDZ | DMD Gene, Full Gene Analysis, Varies | 617535 | Source | 31208-2 | Specimen source:Prid:Pt:XXX:Nom: | Sequence Capture and Targeted Next-Generation Sequencing followed by Polymerase Chain Reaction (PCR) and Sanger Sequencing
2022-08-04 | DMDZ | DMD Gene, Full Gene Analysis, Varies | 617536 | Result Summary | 50397-9 | Molecular diagnostic overall interpretation:PrThr:Pt:Bld/Tiss:Ord:Molgen | Sequence Capture and Targeted Next-Generation Sequencing followed by Polymerase Chain Reaction (PCR) and Sanger Sequencing
2022-08-04 | DMDZ | DMD Gene, Full Gene Analysis, Varies | 617537 | Result | 82939-0 | Genetic variant details:Find:Pt:Bld/Tiss:Nar:Molgen | Sequence Capture and Targeted Next-Generation Sequencing followed by Polymerase Chain Reaction (PCR) and Sanger Sequencing
2022-08-04 | DMDZ | DMD Gene, Full Gene Analysis, Varies | 617538 | Interpretation | 69047-9 | Geneticist review:Imp:Pt:XXX:Nar: | Sequence Capture and Targeted Next-Generation Sequencing followed by Polymerase Chain Reaction (PCR) and Sanger Sequencing
2022-08-04 | DMDZ | DMD Gene, Full Gene Analysis, Varies | 617539 | Resources | 99622-3 | Resource information for patient:Find:Pt:^Patient:Doc: | Sequence Capture and Targeted Next-Generation Sequencing followed by Polymerase Chain Reaction (PCR) and Sanger Sequencing
2022-08-04 | DMDZ | DMD Gene, Full Gene Analysis, Varies | 617540 | Additional Information | 48767-8 | Annotation comment:Imp:Pt:{system}:Nar: | Sequence Capture and Targeted Next-Generation Sequencing followed by Polymerase Chain Reaction (PCR) and Sanger Sequencing
2022-08-04 | DMDZ | DMD Gene, Full Gene Analysis, Varies | 617541 | Method | 85069-3 | Lab test method:Type:Pt:Specimen:Nom: | Sequence Capture and Targeted Next-Generation Sequencing followed by Polymerase Chain Reaction (PCR) and Sanger Sequencing
2022-08-04 | DMDZ | DMD Gene, Full Gene Analysis, Varies | 617542 | Genes Analyzed | 48018-6 | Gene identifier:ID:Pt:Bld/Tiss:Nom: | Sequence Capture and Targeted Next-Generation Sequencing followed by Polymerase Chain Reaction (PCR) and Sanger Sequencing
2022-08-04 | DMDZ | DMD Gene, Full Gene Analysis, Varies | 617543 | Disclaimer | 62364-5 | Test performance information:Find:Pt:XXX:Nar: | Sequence Capture and Targeted Next-Generation Sequencing followed by Polymerase Chain Reaction (PCR) and Sanger Sequencing
2022-08-04 | DMDZ | DMD Gene, Full Gene Analysis, Varies | 617544 | Released By | 18771-6 | Provider.signing name:Pn:Pt:Report:Nom: | Sequence Capture and Targeted Next-Generation Sequencing followed by Polymerase Chain Reaction (PCR) and Sanger Sequencing
2022-08-04 | DWPAN | Comprehensive Distal Weakness Gene Panel, Varies | 617546 | Test Description | 62364-5 | Test performance information:Find:Pt:XXX:Nar: | Sequence Capture and Next-Generation Sequencing (NGS), Polymerase Chain Reaction (PCR), Sanger Sequencing, and Dosage Analysis by Droplet Digital Polymerase Chain Reaction (ddPCR)
2022-08-04 | DWPAN | Comprehensive Distal Weakness Gene Panel, Varies | 617547 | Specimen | 31208-2 | Specimen source:Prid:Pt:XXX:Nom: | Sequence Capture and Next-Generation Sequencing (NGS), Polymerase Chain Reaction (PCR), Sanger Sequencing, and Dosage Analysis by Droplet Digital Polymerase Chain Reaction (ddPCR)
2022-08-04 | DWPAN | Comprehensive Distal Weakness Gene Panel, Varies | 617548 | Source | 31208-2 | Specimen source:Prid:Pt:XXX:Nom: | Sequence Capture and Next-Generation Sequencing (NGS), Polymerase Chain Reaction (PCR), Sanger Sequencing, and Dosage Analysis by Droplet Digital Polymerase Chain Reaction (ddPCR)
2022-08-04 | DWPAN | Comprehensive Distal Weakness Gene Panel, Varies | 617549 | Result Summary | 50397-9 | Molecular diagnostic overall interpretation:PrThr:Pt:Bld/Tiss:Ord:Molgen | Sequence Capture and Next-Generation Sequencing (NGS), Polymerase Chain Reaction (PCR), Sanger Sequencing, and Dosage Analysis by Droplet Digital Polymerase Chain Reaction (ddPCR)
2022-08-04 | DWPAN | Comprehensive Distal Weakness Gene Panel, Varies | 617550 | Result | 82939-0 | Genetic variant details:Find:Pt:Bld/Tiss:Nar:Molgen | Sequence Capture and Next-Generation Sequencing (NGS), Polymerase Chain Reaction (PCR), Sanger Sequencing, and Dosage Analysis by Droplet Digital Polymerase Chain Reaction (ddPCR)
2022-08-04 | DWPAN | Comprehensive Distal Weakness Gene Panel, Varies | 617551 | Interpretation | 69047-9 | Geneticist review:Imp:Pt:XXX:Nar: | Sequence Capture and Next-Generation Sequencing (NGS), Polymerase Chain Reaction (PCR), Sanger Sequencing, and Dosage Analysis by Droplet Digital Polymerase Chain Reaction (ddPCR)
2022-08-04 | DWPAN | Comprehensive Distal Weakness Gene Panel, Varies | 617552 | Resources | 99622-3 | Resource information for patient:Find:Pt:^Patient:Doc: | Sequence Capture and Next-Generation Sequencing (NGS), Polymerase Chain Reaction (PCR), Sanger Sequencing, and Dosage Analysis by Droplet Digital Polymerase Chain Reaction (ddPCR)
2022-08-04 | DWPAN | Comprehensive Distal Weakness Gene Panel, Varies | 617553 | Additional Information | 48767-8 | Annotation comment:Imp:Pt:{system}:Nar: | Sequence Capture and Next-Generation Sequencing (NGS), Polymerase Chain Reaction (PCR), Sanger Sequencing, and Dosage Analysis by Droplet Digital Polymerase Chain Reaction (ddPCR)
2022-08-04 | DWPAN | Comprehensive Distal Weakness Gene Panel, Varies | 617554 | Method | 85069-3 | Lab test method:Type:Pt:Specimen:Nom: | Sequence Capture and Next-Generation Sequencing (NGS), Polymerase Chain Reaction (PCR), Sanger Sequencing, and Dosage Analysis by Droplet Digital Polymerase Chain Reaction (ddPCR)
2022-08-04 | DWPAN | Comprehensive Distal Weakness Gene Panel, Varies | 617555 | Genes Analyzed | 48018-6 | Gene identifier:ID:Pt:Bld/Tiss:Nom: | Sequence Capture and Next-Generation Sequencing (NGS), Polymerase Chain Reaction (PCR), Sanger Sequencing, and Dosage Analysis by Droplet Digital Polymerase Chain Reaction (ddPCR)
2022-08-04 | DWPAN | Comprehensive Distal Weakness Gene Panel, Varies | 617556 | Disclaimer | 62364-5 | Test performance information:Find:Pt:XXX:Nar: | Sequence Capture and Next-Generation Sequencing (NGS), Polymerase Chain Reaction (PCR), Sanger Sequencing, and Dosage Analysis by Droplet Digital Polymerase Chain Reaction (ddPCR)
2022-08-04 | DWPAN | Comprehensive Distal Weakness Gene Panel, Varies | 617557 | Released By | 18771-6 | Provider.signing name:Pn:Pt:Report:Nom: | Sequence Capture and Next-Generation Sequencing (NGS), Polymerase Chain Reaction (PCR), Sanger Sequencing, and Dosage Analysis by Droplet Digital Polymerase Chain Reaction (ddPCR)
2022-08-04 | CMSP | Inherited Congenital Myasthenic Syndrome Gene Panel, Varies | 617530 | Disclaimer | 62364-5 | Test performance information:Find:Pt:XXX:Nar: | Sequence Capture and Targeted Next-Generation Sequencing followed by Polymerase Chain Reaction (PCR) and Sanger Sequencing
2022-08-04 | CMSP | Inherited Congenital Myasthenic Syndrome Gene Panel, Varies | 617531 | Released By | 18771-6 | Provider.signing name:Pn:Pt:Report:Nom: | Sequence Capture and Targeted Next-Generation Sequencing followed by Polymerase Chain Reaction (PCR) and Sanger Sequencing
2022-08-04 | CMSP | Inherited Congenital Myasthenic Syndrome Gene Panel, Varies | 617528 | Method | 85069-3 | Lab test method:Type:Pt:Specimen:Nom: | Sequence Capture and Targeted Next-Generation Sequencing followed by Polymerase Chain Reaction (PCR) and Sanger Sequencing
2022-08-04 | ATAXP | Inherited Ataxia Gene Panel, Varies | 617515 | Method | 85069-3 | Lab test method:Type:Pt:Specimen:Nom: | Sequence Capture and Targeted Next-Generation Sequencing followed by Polymerase Chain Reaction (PCR) and Sanger Sequencing
2022-08-04 | ATAXP | Inherited Ataxia Gene Panel, Varies | 617516 | Genes Analyzed | 48018-6 | Gene identifier:ID:Pt:Bld/Tiss:Nom: | Sequence Capture and Targeted Next-Generation Sequencing followed by Polymerase Chain Reaction (PCR) and Sanger Sequencing
2022-08-04 | ATAXP | Inherited Ataxia Gene Panel, Varies | 617517 | Disclaimer | 62364-5 | Test performance information:Find:Pt:XXX:Nar: | Sequence Capture and Targeted Next-Generation Sequencing followed by Polymerase Chain Reaction (PCR) and Sanger Sequencing
2022-08-04 | ATAXP | Inherited Ataxia Gene Panel, Varies | 617518 | Released By | 18771-6 | Provider.signing name:Pn:Pt:Report:Nom: | Sequence Capture and Targeted Next-Generation Sequencing followed by Polymerase Chain Reaction (PCR) and Sanger Sequencing
2022-08-04 | ATAXP | Inherited Ataxia Gene Panel, Varies | 617507 | Test Description | 62364-5 | Test performance information:Find:Pt:XXX:Nar: | Sequence Capture and Targeted Next-Generation Sequencing followed by Polymerase Chain Reaction (PCR) and Sanger Sequencing
2022-08-04 | ATAXP | Inherited Ataxia Gene Panel, Varies | 617508 | Specimen | 31208-2 | Specimen source:Prid:Pt:XXX:Nom: | Sequence Capture and Targeted Next-Generation Sequencing followed by Polymerase Chain Reaction (PCR) and Sanger Sequencing
2022-08-04 | ATAXP | Inherited Ataxia Gene Panel, Varies | 617509 | Source | 31208-2 | Specimen source:Prid:Pt:XXX:Nom: | Sequence Capture and Targeted Next-Generation Sequencing followed by Polymerase Chain Reaction (PCR) and Sanger Sequencing
2022-08-04 | ATAXP | Inherited Ataxia Gene Panel, Varies | 617510 | Result Summary | 50397-9 | Molecular diagnostic overall interpretation:PrThr:Pt:Bld/Tiss:Ord:Molgen | Sequence Capture and Targeted Next-Generation Sequencing followed by Polymerase Chain Reaction (PCR) and Sanger Sequencing
2022-08-04 | ATAXP | Inherited Ataxia Gene Panel, Varies | 617511 | Result | 82939-0 | Genetic variant details:Find:Pt:Bld/Tiss:Nar:Molgen | Sequence Capture and Targeted Next-Generation Sequencing followed by Polymerase Chain Reaction (PCR) and Sanger Sequencing
2022-08-04 | ATAXP | Inherited Ataxia Gene Panel, Varies | 617512 | Interpretation | 69047-9 | Geneticist review:Imp:Pt:XXX:Nar: | Sequence Capture and Targeted Next-Generation Sequencing followed by Polymerase Chain Reaction (PCR) and Sanger Sequencing
2022-08-04 | ATAXP | Inherited Ataxia Gene Panel, Varies | 617513 | Resources | 99622-3 | Resource information for patient:Find:Pt:^Patient:Doc: | Sequence Capture and Targeted Next-Generation Sequencing followed by Polymerase Chain Reaction (PCR) and Sanger Sequencing
2022-08-04 | ATAXP | Inherited Ataxia Gene Panel, Varies | 617514 | Additional Information | 48767-8 | Annotation comment:Imp:Pt:{system}:Nar: | Sequence Capture and Targeted Next-Generation Sequencing followed by Polymerase Chain Reaction (PCR) and Sanger Sequencing
2022-08-04 | CMSP | Inherited Congenital Myasthenic Syndrome Gene Panel, Varies | 617526 | Resources | 99622-3 | Resource information for patient:Find:Pt:^Patient:Doc: | Sequence Capture and Targeted Next-Generation Sequencing followed by Polymerase Chain Reaction (PCR) and Sanger Sequencing
2022-08-04 | CMSP | Inherited Congenital Myasthenic Syndrome Gene Panel, Varies | 617527 | Additional Information | 48767-8 | Annotation comment:Imp:Pt:{system}:Nar: | Sequence Capture and Targeted Next-Generation Sequencing followed by Polymerase Chain Reaction (PCR) and Sanger Sequencing
2022-08-04 | CMSP | Inherited Congenital Myasthenic Syndrome Gene Panel, Varies | 617520 | Test Description | 62364-5 | Test performance information:Find:Pt:XXX:Nar: | Sequence Capture and Targeted Next-Generation Sequencing followed by Polymerase Chain Reaction (PCR) and Sanger Sequencing
2022-08-04 | CMSP | Inherited Congenital Myasthenic Syndrome Gene Panel, Varies | 617521 | Specimen | 31208-2 | Specimen source:Prid:Pt:XXX:Nom: | Sequence Capture and Targeted Next-Generation Sequencing followed by Polymerase Chain Reaction (PCR) and Sanger Sequencing
2022-08-04 | CMSP | Inherited Congenital Myasthenic Syndrome Gene Panel, Varies | 617522 | Source | 31208-2 | Specimen source:Prid:Pt:XXX:Nom: | Sequence Capture and Targeted Next-Generation Sequencing followed by Polymerase Chain Reaction (PCR) and Sanger Sequencing
2022-08-04 | CMSP | Inherited Congenital Myasthenic Syndrome Gene Panel, Varies | 617523 | Result Summary | 50397-9 | Molecular diagnostic overall interpretation:PrThr:Pt:Bld/Tiss:Ord:Molgen | Sequence Capture and Targeted Next-Generation Sequencing followed by Polymerase Chain Reaction (PCR) and Sanger Sequencing
2022-08-04 | CMSP | Inherited Congenital Myasthenic Syndrome Gene Panel, Varies | 617524 | Result | 82939-0 | Genetic variant details:Find:Pt:Bld/Tiss:Nar:Molgen | Sequence Capture and Targeted Next-Generation Sequencing followed by Polymerase Chain Reaction (PCR) and Sanger Sequencing
2022-08-04 | CMSP | Inherited Congenital Myasthenic Syndrome Gene Panel, Varies | 617525 | Interpretation | 69047-9 | Geneticist review:Imp:Pt:XXX:Nar: | Sequence Capture and Targeted Next-Generation Sequencing followed by Polymerase Chain Reaction (PCR) and Sanger Sequencing
2022-08-04 | AFTDP | Inherited Frontotemporal Dementia and Amyotrophic Lateral Sclerosis Gene Panel, Varies | 617497 | Result Summary | 50397-9 | Molecular diagnostic overall interpretation:PrThr:Pt:Bld/Tiss:Ord:Molgen | Sequence Capture and Targeted Next-Generation Sequencing followed by Polymerase Chain Reaction (PCR) and Sanger Sequencing
2022-08-04 | AFTDP | Inherited Frontotemporal Dementia and Amyotrophic Lateral Sclerosis Gene Panel, Varies | 617498 | Result | 82939-0 | Genetic variant details:Find:Pt:Bld/Tiss:Nar:Molgen | Sequence Capture and Targeted Next-Generation Sequencing followed by Polymerase Chain Reaction (PCR) and Sanger Sequencing
2022-08-04 | AFTDP | Inherited Frontotemporal Dementia and Amyotrophic Lateral Sclerosis Gene Panel, Varies | 617500 | Resources | 99622-3 | Resource information for patient:Find:Pt:^Patient:Doc: | Sequence Capture and Targeted Next-Generation Sequencing followed by Polymerase Chain Reaction (PCR) and Sanger Sequencing
2022-08-04 | MDYSP | Inherited Muscular Dystrophy Gene Panel, Varies | 617643 | Resources | 99622-3 | Resource information for patient:Find:Pt:^Patient:Doc: | Sequence Capture and Targeted Next-Generation Sequencing followed by Polymerase Chain Reaction (PCR) and Sanger Sequencing
2022-08-04 | MNDP | Inherited Motor Neuron Disease Gene Panel, Varies | 617656 | Resources | 99622-3 | Resource information for patient:Find:Pt:^Patient:Doc: | Sequence Capture and Targeted Next-Generation Sequencing followed by Polymerase Chain Reaction (PCR) and Sanger Sequencing
2022-08-04 | MUPAN | Comprehensive Neuromuscular Gene Panel, Varies | 617669 | Resources | 99622-3 | Resource information for patient:Find:Pt:^Patient:Doc: | Sequence Capture and Next-Generation Sequencing (NGS), Polymerase Chain Reaction (PCR), Sanger Sequencing, and Dosage Analysis by Droplet Digital Polymerase Chain Reaction (ddPCR)
2022-08-04 | PARDP | Inherited Parkinson Disease Gene Panel, Varies | 617682 | Resources | 99622-3 | Resource information for patient:Find:Pt:^Patient:Doc: | Sequence Capture and Targeted Next-Generation Sequencing followed by Polymerase Chain Reaction (PCR) and Sanger Sequencing
2022-08-04 | LGCMP | Inherited Limb-Girdle Muscular Dystrophy and Congenital Myasthenic Syndrome Gene Panel, Varies | 617630 | Resources | 99622-3 | Resource information for patient:Find:Pt:^Patient:Doc: | Sequence Capture and Targeted Next-Generation Sequencing followed by Polymerase Chain Reaction (PCR) and Sanger Sequencing
2022-08-04 | LGCMP | Inherited Limb-Girdle Muscular Dystrophy and Congenital Myasthenic Syndrome Gene Panel, Varies | 617627 | Result Summary | 50397-9 | Molecular diagnostic overall interpretation:PrThr:Pt:Bld/Tiss:Ord:Molgen | Sequence Capture and Targeted Next-Generation Sequencing followed by Polymerase Chain Reaction (PCR) and Sanger Sequencing
2022-08-04 | MDYSP | Inherited Muscular Dystrophy Gene Panel, Varies | 617640 | Result Summary | 50397-9 | Molecular diagnostic overall interpretation:PrThr:Pt:Bld/Tiss:Ord:Molgen | Sequence Capture and Targeted Next-Generation Sequencing followed by Polymerase Chain Reaction (PCR) and Sanger Sequencing
2022-08-04 | MNDP | Inherited Motor Neuron Disease Gene Panel, Varies | 617653 | Result Summary | 50397-9 | Molecular diagnostic overall interpretation:PrThr:Pt:Bld/Tiss:Ord:Molgen | Sequence Capture and Targeted Next-Generation Sequencing followed by Polymerase Chain Reaction (PCR) and Sanger Sequencing
2022-08-04 | MUPAN | Comprehensive Neuromuscular Gene Panel, Varies | 617666 | Result Summary | 50397-9 | Molecular diagnostic overall interpretation:PrThr:Pt:Bld/Tiss:Ord:Molgen | Sequence Capture and Next-Generation Sequencing (NGS), Polymerase Chain Reaction (PCR), Sanger Sequencing, and Dosage Analysis by Droplet Digital Polymerase Chain Reaction (ddPCR)
2022-08-04 | PARDP | Inherited Parkinson Disease Gene Panel, Varies | 617679 | Result Summary | 50397-9 | Molecular diagnostic overall interpretation:PrThr:Pt:Bld/Tiss:Ord:Molgen | Sequence Capture and Targeted Next-Generation Sequencing followed by Polymerase Chain Reaction (PCR) and Sanger Sequencing
2022-08-04 | LGCMP | Inherited Limb-Girdle Muscular Dystrophy and Congenital Myasthenic Syndrome Gene Panel, Varies | 617624 | Test Description | 62364-5 | Test performance information:Find:Pt:XXX:Nar: | Sequence Capture and Targeted Next-Generation Sequencing followed by Polymerase Chain Reaction (PCR) and Sanger Sequencing
2022-08-04 | MDYSP | Inherited Muscular Dystrophy Gene Panel, Varies | 617637 | Test Description | 62364-5 | Test performance information:Find:Pt:XXX:Nar: | Sequence Capture and Targeted Next-Generation Sequencing followed by Polymerase Chain Reaction (PCR) and Sanger Sequencing
2022-08-04 | MNDP | Inherited Motor Neuron Disease Gene Panel, Varies | 617650 | Test Description | 62364-5 | Test performance information:Find:Pt:XXX:Nar: | Sequence Capture and Targeted Next-Generation Sequencing followed by Polymerase Chain Reaction (PCR) and Sanger Sequencing
2022-08-04 | MUPAN | Comprehensive Neuromuscular Gene Panel, Varies | 617663 | Test Description | 62364-5 | Test performance information:Find:Pt:XXX:Nar: | Sequence Capture and Next-Generation Sequencing (NGS), Polymerase Chain Reaction (PCR), Sanger Sequencing, and Dosage Analysis by Droplet Digital Polymerase Chain Reaction (ddPCR)
2022-08-04 | PARDP | Inherited Parkinson Disease Gene Panel, Varies | 617676 | Test Description | 62364-5 | Test performance information:Find:Pt:XXX:Nar: | Sequence Capture and Targeted Next-Generation Sequencing followed by Polymerase Chain Reaction (PCR) and Sanger Sequencing
2022-08-04 | LGCMP | Inherited Limb-Girdle Muscular Dystrophy and Congenital Myasthenic Syndrome Gene Panel, Varies | 617633 | Genes Analyzed | 48018-6 | Gene identifier:ID:Pt:Bld/Tiss:Nom: | Sequence Capture and Targeted Next-Generation Sequencing followed by Polymerase Chain Reaction (PCR) and Sanger Sequencing
2022-08-04 | MDYSP | Inherited Muscular Dystrophy Gene Panel, Varies | 617646 | Genes Analyzed | 48018-6 | Gene identifier:ID:Pt:Bld/Tiss:Nom: | Sequence Capture and Targeted Next-Generation Sequencing followed by Polymerase Chain Reaction (PCR) and Sanger Sequencing
2022-08-04 | MNDP | Inherited Motor Neuron Disease Gene Panel, Varies | 617659 | Genes Analyzed | 48018-6 | Gene identifier:ID:Pt:Bld/Tiss:Nom: | Sequence Capture and Targeted Next-Generation Sequencing followed by Polymerase Chain Reaction (PCR) and Sanger Sequencing
2022-08-04 | MUPAN | Comprehensive Neuromuscular Gene Panel, Varies | 617672 | Genes Analyzed | 48018-6 | Gene identifier:ID:Pt:Bld/Tiss:Nom: | Sequence Capture and Next-Generation Sequencing (NGS), Polymerase Chain Reaction (PCR), Sanger Sequencing, and Dosage Analysis by Droplet Digital Polymerase Chain Reaction (ddPCR)
2022-08-04 | PARDP | Inherited Parkinson Disease Gene Panel, Varies | 617685 | Genes Analyzed | 48018-6 | Gene identifier:ID:Pt:Bld/Tiss:Nom: | Sequence Capture and Targeted Next-Generation Sequencing followed by Polymerase Chain Reaction (PCR) and Sanger Sequencing
2022-08-04 | CTNBT | B-Catenin Mutation Analysis, Next-Generation Sequencing, Tumor | 617925 | Tissue ID | 80398-1 | Unique identifier:ID:Pt:Current sample:Nom: | Sequence Capture and Targeted Next-Generation Sequencing (NGS)
2022-08-04 | MCLNR | MayoComplete Lung Rearrangements, Rapid Test, Tumor | 618284 | Tissue ID | 80398-1 | Unique identifier:ID:Pt:Current sample:Nom: | Polymerase Chain Reaction (PCR)
2022-08-04 | MCMLN | MayoComplete Melanoma Panel, Next-Generation Sequencing, Tumor | 617885 | Tissue ID | 80398-1 | Unique identifier:ID:Pt:Current sample:Nom: | Sequence Capture and Targeted Next-Generation Sequencing (NGS)
2022-08-04 | MCSMP | MayoComplete Sarcoma Mutation Panel, Next-Generation Sequencing, Tumor | 617861 | Tissue ID | 80398-1 | Unique identifier:ID:Pt:Current sample:Nom: | Sequence Capture and Targeted Next-Generation Sequencing (NGS)
2022-08-04 | XL2T | FOXL2 Mutation Analysis, Next-Generation Sequencing, Tumor | 617941 | Tissue ID | 80398-1 | Unique identifier:ID:Pt:Current sample:Nom: | Sequence Capture and Targeted Next-Generation Sequencing (NGS)
2022-08-04 | CTNBT | B-Catenin Mutation Analysis, Next-Generation Sequencing, Tumor | 617921 | Result | 82939-0 | Genetic variant details:Find:Pt:Bld/Tiss:Nar:Molgen | Sequence Capture and Targeted Next-Generation Sequencing (NGS)
2022-08-04 | MCLNR | MayoComplete Lung Rearrangements, Rapid Test, Tumor | 618280 | Result | 82939-0 | Genetic variant details:Find:Pt:Bld/Tiss:Nar:Molgen | Polymerase Chain Reaction (PCR)
2022-08-04 | MCMLN | MayoComplete Melanoma Panel, Next-Generation Sequencing, Tumor | 617881 | Result | 82939-0 | Genetic variant details:Find:Pt:Bld/Tiss:Nar:Molgen | Sequence Capture and Targeted Next-Generation Sequencing (NGS)
2022-08-04 | MCSMP | MayoComplete Sarcoma Mutation Panel, Next-Generation Sequencing, Tumor | 617857 | Result | 82939-0 | Genetic variant details:Find:Pt:Bld/Tiss:Nar:Molgen | Sequence Capture and Targeted Next-Generation Sequencing (NGS)
2022-08-04 | XL2T | FOXL2 Mutation Analysis, Next-Generation Sequencing, Tumor | 617937 | Result | 82939-0 | Genetic variant details:Find:Pt:Bld/Tiss:Nar:Molgen | Sequence Capture and Targeted Next-Generation Sequencing (NGS)
2022-08-04 | LGCMP | Inherited Limb-Girdle Muscular Dystrophy and Congenital Myasthenic Syndrome Gene Panel, Varies | 617628 | Result | 82939-0 | Genetic variant details:Find:Pt:Bld/Tiss:Nar:Molgen | Sequence Capture and Targeted Next-Generation Sequencing followed by Polymerase Chain Reaction (PCR) and Sanger Sequencing
2022-08-04 | MDYSP | Inherited Muscular Dystrophy Gene Panel, Varies | 617641 | Result | 82939-0 | Genetic variant details:Find:Pt:Bld/Tiss:Nar:Molgen | Sequence Capture and Targeted Next-Generation Sequencing followed by Polymerase Chain Reaction (PCR) and Sanger Sequencing
2022-08-04 | MNDP | Inherited Motor Neuron Disease Gene Panel, Varies | 617654 | Result | 82939-0 | Genetic variant details:Find:Pt:Bld/Tiss:Nar:Molgen | Sequence Capture and Targeted Next-Generation Sequencing followed by Polymerase Chain Reaction (PCR) and Sanger Sequencing
2022-08-04 | MUPAN | Comprehensive Neuromuscular Gene Panel, Varies | 617667 | Result | 82939-0 | Genetic variant details:Find:Pt:Bld/Tiss:Nar:Molgen | Sequence Capture and Next-Generation Sequencing (NGS), Polymerase Chain Reaction (PCR), Sanger Sequencing, and Dosage Analysis by Droplet Digital Polymerase Chain Reaction (ddPCR)
2022-08-04 | PARDP | Inherited Parkinson Disease Gene Panel, Varies | 617680 | Result | 82939-0 | Genetic variant details:Find:Pt:Bld/Tiss:Nar:Molgen | Sequence Capture and Targeted Next-Generation Sequencing followed by Polymerase Chain Reaction (PCR) and Sanger Sequencing
2022-08-04 | CTNBT | B-Catenin Mutation Analysis, Next-Generation Sequencing, Tumor | 617926 | Method | 85069-3 | Lab test method:Type:Pt:Specimen:Nom:* | Sequence Capture and Targeted Next-Generation Sequencing (NGS)
2022-08-04 | MCLNR | MayoComplete Lung Rearrangements, Rapid Test, Tumor | 618285 | Method | 85069-3 | Lab test method:Type:Pt:Specimen:Nom:* | Polymerase Chain Reaction (PCR)
2022-08-04 | MCMLN | MayoComplete Melanoma Panel, Next-Generation Sequencing, Tumor | 617886 | Method | 85069-3 | Lab test method:Type:Pt:Specimen:Nom:* | Sequence Capture and Targeted Next-Generation Sequencing (NGS)
2022-08-04 | MCSMP | MayoComplete Sarcoma Mutation Panel, Next-Generation Sequencing, Tumor | 617862 | Method | 85069-3 | Lab test method:Type:Pt:Specimen:Nom:* | Sequence Capture and Targeted Next-Generation Sequencing (NGS)
2022-08-04 | XL2T | FOXL2 Mutation Analysis, Next-Generation Sequencing, Tumor | 617942 | Method | 85069-3 | Lab test method:Type:Pt:Specimen:Nom:* | Sequence Capture and Targeted Next-Generation Sequencing (NGS)
2022-08-04 | LGCMP | Inherited Limb-Girdle Muscular Dystrophy and Congenital Myasthenic Syndrome Gene Panel, Varies | 617632 | Method | 85069-3 | Lab test method:Type:Pt:Specimen:Nom:* | Sequence Capture and Targeted Next-Generation Sequencing followed by Polymerase Chain Reaction (PCR) and Sanger Sequencing
2022-08-04 | MDYSP | Inherited Muscular Dystrophy Gene Panel, Varies | 617645 | Method | 85069-3 | Lab test method:Type:Pt:Specimen:Nom:* | Sequence Capture and Targeted Next-Generation Sequencing followed by Polymerase Chain Reaction (PCR) and Sanger Sequencing
2022-08-04 | MNDP | Inherited Motor Neuron Disease Gene Panel, Varies | 617658 | Method | 85069-3 | Lab test method:Type:Pt:Specimen:Nom:* | Sequence Capture and Targeted Next-Generation Sequencing followed by Polymerase Chain Reaction (PCR) and Sanger Sequencing
2022-08-04 | MUPAN | Comprehensive Neuromuscular Gene Panel, Varies | 617671 | Method | 85069-3 | Lab test method:Type:Pt:Specimen:Nom:* | Sequence Capture and Next-Generation Sequencing (NGS), Polymerase Chain Reaction (PCR), Sanger Sequencing, and Dosage Analysis by Droplet Digital Polymerase Chain Reaction (ddPCR)
2022-08-04 | PARDP | Inherited Parkinson Disease Gene Panel, Varies | 617684 | Method | 85069-3 | Lab test method:Type:Pt:Specimen:Nom:* | Sequence Capture and Targeted Next-Generation Sequencing followed by Polymerase Chain Reaction (PCR) and Sanger Sequencing
2022-08-04 | CTNBT | B-Catenin Mutation Analysis, Next-Generation Sequencing, Tumor | 617922 | Interpretation | 69047-9 | Geneticist review:Imp:Pt:XXX:Nar: | Sequence Capture and Targeted Next-Generation Sequencing (NGS)
2022-08-04 | MCLNR | MayoComplete Lung Rearrangements, Rapid Test, Tumor | 618281 | Interpretation | 69047-9 | Geneticist review:Imp:Pt:XXX:Nar: | Polymerase Chain Reaction (PCR)
2022-08-04 | XL2T | FOXL2 Mutation Analysis, Next-Generation Sequencing, Tumor | 617938 | Interpretation | 69047-9 | Geneticist review:Imp:Pt:XXX:Nar: | Sequence Capture and Targeted Next-Generation Sequencing (NGS)
2022-08-04 | MCMLN | MayoComplete Melanoma Panel, Next-Generation Sequencing, Tumor | 617882 | Interpretation | 69047-9 | Geneticist review:Imp:Pt:XXX:Nar: | Sequence Capture and Targeted Next-Generation Sequencing (NGS)
2022-08-04 | MCSMP | MayoComplete Sarcoma Mutation Panel, Next-Generation Sequencing, Tumor | 617858 | Interpretation | 69047-9 | Geneticist review:Imp:Pt:XXX:Nar: | Sequence Capture and Targeted Next-Generation Sequencing (NGS)
2022-08-04 | LGCMP | Inherited Limb-Girdle Muscular Dystrophy and Congenital Myasthenic Syndrome Gene Panel, Varies | 617629 | Interpretation | 69047-9 | Geneticist review:Imp:Pt:XXX:Nar: | Sequence Capture and Targeted Next-Generation Sequencing followed by Polymerase Chain Reaction (PCR) and Sanger Sequencing
2022-08-04 | MDYSP | Inherited Muscular Dystrophy Gene Panel, Varies | 617642 | Interpretation | 69047-9 | Geneticist review:Imp:Pt:XXX:Nar: | Sequence Capture and Targeted Next-Generation Sequencing followed by Polymerase Chain Reaction (PCR) and Sanger Sequencing
2022-08-04 | MNDP | Inherited Motor Neuron Disease Gene Panel, Varies | 617655 | Interpretation | 69047-9 | Geneticist review:Imp:Pt:XXX:Nar: | Sequence Capture and Targeted Next-Generation Sequencing followed by Polymerase Chain Reaction (PCR) and Sanger Sequencing
2022-08-04 | MUPAN | Comprehensive Neuromuscular Gene Panel, Varies | 617668 | Interpretation | 69047-9 | Geneticist review:Imp:Pt:XXX:Nar: | Sequence Capture and Next-Generation Sequencing (NGS), Polymerase Chain Reaction (PCR), Sanger Sequencing, and Dosage Analysis by Droplet Digital Polymerase Chain Reaction (ddPCR)
2022-08-04 | PARDP | Inherited Parkinson Disease Gene Panel, Varies | 617681 | Interpretation | 69047-9 | Geneticist review:Imp:Pt:XXX:Nar: | Sequence Capture and Targeted Next-Generation Sequencing followed by Polymerase Chain Reaction (PCR) and Sanger Sequencing
2022-08-04 | MCLNR | MayoComplete Lung Rearrangements, Rapid Test, Tumor | 618286 | Disclaimer | 62364-5 | Test performance information:Find:Pt:XXX:Nar: | Polymerase Chain Reaction (PCR)
2022-08-04 | CTNBT | B-Catenin Mutation Analysis, Next-Generation Sequencing, Tumor | 617927 | Disclaimer | 62364-5 | Test performance information:Find:Pt:XXX:Nar: | Sequence Capture and Targeted Next-Generation Sequencing (NGS)
2022-08-04 | MCMLN | MayoComplete Melanoma Panel, Next-Generation Sequencing, Tumor | 617887 | Disclaimer | 62364-5 | Test performance information:Find:Pt:XXX:Nar: | Sequence Capture and Targeted Next-Generation Sequencing (NGS)
2022-08-04 | MCSMP | MayoComplete Sarcoma Mutation Panel, Next-Generation Sequencing, Tumor | 617863 | Disclaimer | 62364-5 | Test performance information:Find:Pt:XXX:Nar: | Sequence Capture and Targeted Next-Generation Sequencing (NGS)
2022-08-04 | XL2T | FOXL2 Mutation Analysis, Next-Generation Sequencing, Tumor | 617943 | Disclaimer | 62364-5 | Test performance information:Find:Pt:XXX:Nar: | Sequence Capture and Targeted Next-Generation Sequencing (NGS)
2022-08-04 | MDYSP | Inherited Muscular Dystrophy Gene Panel, Varies | 617647 | Disclaimer | 62364-5 | Test performance information:Find:Pt:XXX:Nar: | Sequence Capture and Targeted Next-Generation Sequencing followed by Polymerase Chain Reaction (PCR) and Sanger Sequencing
2022-08-04 | MNDP | Inherited Motor Neuron Disease Gene Panel, Varies | 617660 | Disclaimer | 62364-5 | Test performance information:Find:Pt:XXX:Nar: | Sequence Capture and Targeted Next-Generation Sequencing followed by Polymerase Chain Reaction (PCR) and Sanger Sequencing
2022-08-04 | MUPAN | Comprehensive Neuromuscular Gene Panel, Varies | 617673 | Disclaimer | 62364-5 | Test performance information:Find:Pt:XXX:Nar: | Sequence Capture and Next-Generation Sequencing (NGS), Polymerase Chain Reaction (PCR), Sanger Sequencing, and Dosage Analysis by Droplet Digital Polymerase Chain Reaction (ddPCR)
2022-08-04 | CTNBT | B-Catenin Mutation Analysis, Next-Generation Sequencing, Tumor | 617928 | Released By | 18771-6 | Provider.signing name:Pn:Pt:Report:Nom: | Sequence Capture and Targeted Next-Generation Sequencing (NGS)
2022-08-04 | MCLNR | MayoComplete Lung Rearrangements, Rapid Test, Tumor | 618287 | Released By | 18771-6 | Provider.signing name:Pn:Pt:Report:Nom: | Polymerase Chain Reaction (PCR)
2022-08-04 | MCMLN | MayoComplete Melanoma Panel, Next-Generation Sequencing, Tumor | 617888 | Released By | 18771-6 | Provider.signing name:Pn:Pt:Report:Nom: | Sequence Capture and Targeted Next-Generation Sequencing (NGS)
2022-08-04 | MCSMP | MayoComplete Sarcoma Mutation Panel, Next-Generation Sequencing, Tumor | 617864 | Released By | 18771-6 | Provider.signing name:Pn:Pt:Report:Nom: | Sequence Capture and Targeted Next-Generation Sequencing (NGS)
2022-08-04 | XL2T | FOXL2 Mutation Analysis, Next-Generation Sequencing, Tumor | 617944 | Released By | 18771-6 | Provider.signing name:Pn:Pt:Report:Nom: | Sequence Capture and Targeted Next-Generation Sequencing (NGS)
2022-08-04 | MUPAN | Comprehensive Neuromuscular Gene Panel, Varies | 617674 | Released By | 18771-6 | Provider.signing name:Pn:Pt:Report:Nom: | Sequence Capture and Next-Generation Sequencing (NGS), Polymerase Chain Reaction (PCR), Sanger Sequencing, and Dosage Analysis by Droplet Digital Polymerase Chain Reaction (ddPCR)
2022-08-04 | PARDP | Inherited Parkinson Disease Gene Panel, Varies | 617687 | Released By | 18771-6 | Provider.signing name:Pn:Pt:Report:Nom: | Sequence Capture and Targeted Next-Generation Sequencing followed by Polymerase Chain Reaction (PCR) and Sanger Sequencing
2022-08-04 | LGCMP | Inherited Limb-Girdle Muscular Dystrophy and Congenital Myasthenic Syndrome Gene Panel, Varies | 617635 | Released By | 18771-6 | Provider.signing name:Pn:Pt:Report:Nom: | Sequence Capture and Targeted Next-Generation Sequencing followed by Polymerase Chain Reaction (PCR) and Sanger Sequencing
2022-08-04 | MDYSP | Inherited Muscular Dystrophy Gene Panel, Varies | 617648 | Released By | 18771-6 | Provider.signing name:Pn:Pt:Report:Nom: | Sequence Capture and Targeted Next-Generation Sequencing followed by Polymerase Chain Reaction (PCR) and Sanger Sequencing
2022-08-04 | MNDP | Inherited Motor Neuron Disease Gene Panel, Varies | 617661 | Released By | 18771-6 | Provider.signing name:Pn:Pt:Report:Nom: | Sequence Capture and Targeted Next-Generation Sequencing followed by Polymerase Chain Reaction (PCR) and Sanger Sequencing
2022-08-04 | LGCMP | Inherited Limb-Girdle Muscular Dystrophy and Congenital Myasthenic Syndrome Gene Panel, Varies | 617634 | Disclaimer | 62364-5 | Test performance information:Find:Pt:XXX:Nar: | Sequence Capture and Targeted Next-Generation Sequencing followed by Polymerase Chain Reaction (PCR) and Sanger Sequencing
2022-08-04 | PARDP | Inherited Parkinson Disease Gene Panel, Varies | 617686 | Disclaimer | 62364-5 | Test performance information:Find:Pt:XXX:Nar: | Sequence Capture and Targeted Next-Generation Sequencing followed by Polymerase Chain Reaction (PCR) and Sanger Sequencing
2022-08-04 | MCLNR | MayoComplete Lung Rearrangements, Rapid Test, Tumor | 618282 | Additional Information | 48767-8 | Annotation comment:Imp:Pt:{system}:Nar: | Polymerase Chain Reaction (PCR)
2022-08-04 | MCLNR | MayoComplete Lung Rearrangements, Rapid Test, Tumor | 618283 | Specimen | 31208-2 | Specimen source:Prid:Pt:XXX:Nom: | Polymerase Chain Reaction (PCR)
2022-08-04 | CTNBT | B-Catenin Mutation Analysis, Next-Generation Sequencing, Tumor | 617923 | Additional Information | 48767-8 | Annotation comment:Imp:Pt:{system}:Nar: | Sequence Capture and Targeted Next-Generation Sequencing (NGS)
2022-08-04 | CTNBT | B-Catenin Mutation Analysis, Next-Generation Sequencing, Tumor | 617924 | Specimen | 31208-2 | Specimen source:Prid:Pt:XXX:Nom: | Sequence Capture and Targeted Next-Generation Sequencing (NGS)
2022-08-04 | MCMLN | MayoComplete Melanoma Panel, Next-Generation Sequencing, Tumor | 617883 | Additional Information | 48767-8 | Annotation comment:Imp:Pt:{system}:Nar: | Sequence Capture and Targeted Next-Generation Sequencing (NGS)
2022-08-04 | MCMLN | MayoComplete Melanoma Panel, Next-Generation Sequencing, Tumor | 617884 | Specimen | 31208-2 | Specimen source:Prid:Pt:XXX:Nom: | Sequence Capture and Targeted Next-Generation Sequencing (NGS)
2022-08-04 | MCSMP | MayoComplete Sarcoma Mutation Panel, Next-Generation Sequencing, Tumor | 617859 | Additional Information | 48767-8 | Annotation comment:Imp:Pt:{system}:Nar: | Sequence Capture and Targeted Next-Generation Sequencing (NGS)
2022-08-04 | MCSMP | MayoComplete Sarcoma Mutation Panel, Next-Generation Sequencing, Tumor | 617860 | Specimen | 31208-2 | Specimen source:Prid:Pt:XXX:Nom: | Sequence Capture and Targeted Next-Generation Sequencing (NGS)
2022-08-04 | XL2T | FOXL2 Mutation Analysis, Next-Generation Sequencing, Tumor | 617939 | Additional Information | 48767-8 | Annotation comment:Imp:Pt:{system}:Nar: | Sequence Capture and Targeted Next-Generation Sequencing (NGS)
2022-08-04 | XL2T | FOXL2 Mutation Analysis, Next-Generation Sequencing, Tumor | 617940 | Specimen | 31208-2 | Specimen source:Prid:Pt:XXX:Nom: | Sequence Capture and Targeted Next-Generation Sequencing (NGS)
2022-08-04 | MDYSP | Inherited Muscular Dystrophy Gene Panel, Varies | 617638 | Specimen | 31208-2 | Specimen source:Prid:Pt:XXX:Nom: | Sequence Capture and Targeted Next-Generation Sequencing followed by Polymerase Chain Reaction (PCR) and Sanger Sequencing
2022-08-04 | MDYSP | Inherited Muscular Dystrophy Gene Panel, Varies | 617639 | Source | 31208-2 | Specimen source:Prid:Pt:XXX:Nom: | Sequence Capture and Targeted Next-Generation Sequencing followed by Polymerase Chain Reaction (PCR) and Sanger Sequencing
2022-08-04 | MDYSP | Inherited Muscular Dystrophy Gene Panel, Varies | 617644 | Additional Information | 48767-8 | Annotation comment:Imp:Pt:{system}:Nar: | Sequence Capture and Targeted Next-Generation Sequencing followed by Polymerase Chain Reaction (PCR) and Sanger Sequencing
2022-08-04 | MNDP | Inherited Motor Neuron Disease Gene Panel, Varies | 617651 | Specimen | 31208-2 | Specimen source:Prid:Pt:XXX:Nom: | Sequence Capture and Targeted Next-Generation Sequencing followed by Polymerase Chain Reaction (PCR) and Sanger Sequencing
2022-08-04 | MNDP | Inherited Motor Neuron Disease Gene Panel, Varies | 617652 | Source | 31208-2 | Specimen source:Prid:Pt:XXX:Nom: | Sequence Capture and Targeted Next-Generation Sequencing followed by Polymerase Chain Reaction (PCR) and Sanger Sequencing
2022-08-04 | MNDP | Inherited Motor Neuron Disease Gene Panel, Varies | 617657 | Additional Information | 48767-8 | Annotation comment:Imp:Pt:{system}:Nar: | Sequence Capture and Targeted Next-Generation Sequencing followed by Polymerase Chain Reaction (PCR) and Sanger Sequencing
2022-08-04 | MUPAN | Comprehensive Neuromuscular Gene Panel, Varies | 617664 | Specimen | 31208-2 | Specimen source:Prid:Pt:XXX:Nom: | Sequence Capture and Next-Generation Sequencing (NGS), Polymerase Chain Reaction (PCR), Sanger Sequencing, and Dosage Analysis by Droplet Digital Polymerase Chain Reaction (ddPCR)
2022-08-04 | MUPAN | Comprehensive Neuromuscular Gene Panel, Varies | 617665 | Source | 31208-2 | Specimen source:Prid:Pt:XXX:Nom: | Sequence Capture and Next-Generation Sequencing (NGS), Polymerase Chain Reaction (PCR), Sanger Sequencing, and Dosage Analysis by Droplet Digital Polymerase Chain Reaction (ddPCR)
2022-08-04 | MUPAN | Comprehensive Neuromuscular Gene Panel, Varies | 617670 | Additional Information | 48767-8 | Annotation comment:Imp:Pt:{system}:Nar: | Sequence Capture and Next-Generation Sequencing (NGS), Polymerase Chain Reaction (PCR), Sanger Sequencing, and Dosage Analysis by Droplet Digital Polymerase Chain Reaction (ddPCR)
2022-08-04 | PARDP | Inherited Parkinson Disease Gene Panel, Varies | 617677 | Specimen | 31208-2 | Specimen source:Prid:Pt:XXX:Nom: | Sequence Capture and Targeted Next-Generation Sequencing followed by Polymerase Chain Reaction (PCR) and Sanger Sequencing
2022-08-04 | PARDP | Inherited Parkinson Disease Gene Panel, Varies | 617678 | Source | 31208-2 | Specimen source:Prid:Pt:XXX:Nom: | Sequence Capture and Targeted Next-Generation Sequencing followed by Polymerase Chain Reaction (PCR) and Sanger Sequencing
2022-08-04 | PARDP | Inherited Parkinson Disease Gene Panel, Varies | 617683 | Additional Information | 48767-8 | Annotation comment:Imp:Pt:{system}:Nar: | Sequence Capture and Targeted Next-Generation Sequencing followed by Polymerase Chain Reaction (PCR) and Sanger Sequencing
2022-08-04 | LGCMP | Inherited Limb-Girdle Muscular Dystrophy and Congenital Myasthenic Syndrome Gene Panel, Varies | 617625 | Specimen | 31208-2 | Specimen source:Prid:Pt:XXX:Nom: | Sequence Capture and Targeted Next-Generation Sequencing followed by Polymerase Chain Reaction (PCR) and Sanger Sequencing
2022-08-04 | LGCMP | Inherited Limb-Girdle Muscular Dystrophy and Congenital Myasthenic Syndrome Gene Panel, Varies | 617626 | Source | 31208-2 | Specimen source:Prid:Pt:XXX:Nom: | Sequence Capture and Targeted Next-Generation Sequencing followed by Polymerase Chain Reaction (PCR) and Sanger Sequencing
2022-08-04 | LGCMP | Inherited Limb-Girdle Muscular Dystrophy and Congenital Myasthenic Syndrome Gene Panel, Varies | 617631 | Additional Information | 48767-8 | Annotation comment:Imp:Pt:{system}:Nar: | Sequence Capture and Targeted Next-Generation Sequencing followed by Polymerase Chain Reaction (PCR) and Sanger Sequencing
2022-08-03 | FACES | Acetoacetate, Serum | Z3524 | Acetoacetate | Not Provided | Acetoacetate:MCnc:Pt:Ser/Plas:Qn: | Gas Chromatography (GC)
2022-08-03 | BRFKT | BRAF and KIT Mutation Analysis, Next-Generation Sequencing, Tumor | 617945 | Result | 82939-0 | Genetic variant details:Find:Pt:Bld/Tiss:Nar:Molgen | Sequence Capture and Targeted Next-Generation Sequencing (NGS)
2022-08-03 | BRFKT | BRAF and KIT Mutation Analysis, Next-Generation Sequencing, Tumor | 617946 | Interpretation | 69047-9 | Geneticist review:Imp:Pt:XXX:Nar: | Sequence Capture and Targeted Next-Generation Sequencing (NGS)
2022-08-03 | BRFKT | BRAF and KIT Mutation Analysis, Next-Generation Sequencing, Tumor | 617947 | Additional Information | 48767-8 | Annotation comment:Imp:Pt:{system}:Nar: | Sequence Capture and Targeted Next-Generation Sequencing (NGS)
2022-08-03 | BRFKT | BRAF and KIT Mutation Analysis, Next-Generation Sequencing, Tumor | 617948 | Specimen | 31208-2 | Specimen source:Prid:Pt:XXX:Nom: | Sequence Capture and Targeted Next-Generation Sequencing (NGS)
2022-08-03 | BRFKT | BRAF and KIT Mutation Analysis, Next-Generation Sequencing, Tumor | 617949 | Tissue ID | 80398-1 | Unique identifier:ID:Pt:Current sample:Nom: | Sequence Capture and Targeted Next-Generation Sequencing (NGS)
2022-08-03 | BRFKT | BRAF and KIT Mutation Analysis, Next-Generation Sequencing, Tumor | 617950 | Method | 85069-3 | Lab test method:Type:Pt:Specimen:Nom: | Sequence Capture and Targeted Next-Generation Sequencing (NGS)
2022-08-03 | BRFKT | BRAF and KIT Mutation Analysis, Next-Generation Sequencing, Tumor | 617951 | Disclaimer | 62364-5 | Test performance information:Find:Pt:XXX:Nar: | Sequence Capture and Targeted Next-Generation Sequencing (NGS)
2022-08-03 | BRFKT | BRAF and KIT Mutation Analysis, Next-Generation Sequencing, Tumor | 617952 | Released By | 18771-6 | Provider.signing name:Pn:Pt:Report:Nom: | Sequence Capture and Targeted Next-Generation Sequencing (NGS)
2022-08-03 | SEP9Z | SEPTIN9 Gene, Full Gene Analysis, Varies | 617721 | Resources | 99622-3 | Resource information for patient:Find:Pt:^Patient:Doc: | Sequence Capture and Targeted Next-Generation Sequencing followed by Polymerase Chain Reaction (PCR) and Sanger Sequencing
2022-08-03 | ESR1T | ESR1 Mutation Analysis, Next-Generation Sequencing, Tumor | 617929 | Result | 82939-0 | Genetic variant details:Find:Pt:Bld/Tiss:Nar:Molgen | Sequence Capture and Targeted Next-Generation Sequencing (NGS)
2022-08-03 | ESR1T | ESR1 Mutation Analysis, Next-Generation Sequencing, Tumor | 617930 | Interpretation | 69047-9 | Geneticist review:Imp:Pt:XXX:Nar: | Sequence Capture and Targeted Next-Generation Sequencing (NGS)
2022-08-03 | ESR1T | ESR1 Mutation Analysis, Next-Generation Sequencing, Tumor | 617931 | Additional Information | 48767-8 | Annotation comment:Imp:Pt:{system}:Nar: | Sequence Capture and Targeted Next-Generation Sequencing (NGS)
2022-08-03 | ESR1T | ESR1 Mutation Analysis, Next-Generation Sequencing, Tumor | 617932 | Specimen | 31208-2 | Specimen source:Prid:Pt:XXX:Nom: | Sequence Capture and Targeted Next-Generation Sequencing (NGS)
2022-08-03 | ESR1T | ESR1 Mutation Analysis, Next-Generation Sequencing, Tumor | 617933 | Tissue ID | 80398-1 | Unique identifier:ID:Pt:Current sample:Nom: | Sequence Capture and Targeted Next-Generation Sequencing (NGS)
2022-08-03 | ESR1T | ESR1 Mutation Analysis, Next-Generation Sequencing, Tumor | 617934 | Method | 85069-3 | Lab test method:Type:Pt:Specimen:Nom: | Sequence Capture and Targeted Next-Generation Sequencing (NGS)
2022-08-03 | ESR1T | ESR1 Mutation Analysis, Next-Generation Sequencing, Tumor | 617935 | Disclaimer | 62364-5 | Test performance information:Find:Pt:XXX:Nar: | Sequence Capture and Targeted Next-Generation Sequencing (NGS)
2022-08-03 | ESR1T | ESR1 Mutation Analysis, Next-Generation Sequencing, Tumor | 617936 | Released By | 18771-6 | Provider.signing name:Pn:Pt:Report:Nom: | Sequence Capture and Targeted Next-Generation Sequencing (NGS)
2022-08-03 | IDHT | IDH1 and IDH2 Mutation Analyses, Next-Generation Sequencing, Tumor | 617920 | Released By | 18771-6 | Provider.signing name:Pn:Pt:Report:Nom: | Sequence Capture and Targeted Next-Generation Sequencing (NGS)
2022-08-03 | BRCAT | BRCA1/2 Mutation Analysis, Next-Generation Sequencing, Tumor | 617891 | Additional Information | 48767-8 | Annotation comment:Imp:Pt:{system}:Nar: | Sequence Capture and Targeted Next-Generation Sequencing (NGS)
2022-08-03 | BRCAT | BRCA1/2 Mutation Analysis, Next-Generation Sequencing, Tumor | 617892 | Specimen | 31208-2 | Specimen source:Prid:Pt:XXX:Nom: | Sequence Capture and Targeted Next-Generation Sequencing (NGS)
2022-08-03 | BRCAT | BRCA1/2 Mutation Analysis, Next-Generation Sequencing, Tumor | 617893 | Tissue ID | 80398-1 | Unique identifier:ID:Pt:Current sample:Nom: | Sequence Capture and Targeted Next-Generation Sequencing (NGS)
2022-08-03 | BRCAT | BRCA1/2 Mutation Analysis, Next-Generation Sequencing, Tumor | 617894 | Method | 85069-3 | Lab test method:Type:Pt:Specimen:Nom: | Sequence Capture and Targeted Next-Generation Sequencing (NGS)
2022-08-03 | BRCAT | BRCA1/2 Mutation Analysis, Next-Generation Sequencing, Tumor | 617895 | Disclaimer | 62364-5 | Test performance information:Find:Pt:XXX:Nar: | Sequence Capture and Targeted Next-Generation Sequencing (NGS)
2022-08-03 | BRCAT | BRCA1/2 Mutation Analysis, Next-Generation Sequencing, Tumor | 617896 | Released By | 18771-6 | Provider.signing name:Pn:Pt:Report:Nom: | Sequence Capture and Targeted Next-Generation Sequencing (NGS)
2022-08-03 | IDHT | IDH1 and IDH2 Mutation Analyses, Next-Generation Sequencing, Tumor | 617913 | Result | 82939-0 | Genetic variant details:Find:Pt:Bld/Tiss:Nar:Molgen | Sequence Capture and Targeted Next-Generation Sequencing (NGS)
2022-08-03 | IDHT | IDH1 and IDH2 Mutation Analyses, Next-Generation Sequencing, Tumor | 617914 | Interpretation | 69047-9 | Geneticist review:Imp:Pt:XXX:Nar: | Sequence Capture and Targeted Next-Generation Sequencing (NGS)
2022-08-03 | IDHT | IDH1 and IDH2 Mutation Analyses, Next-Generation Sequencing, Tumor | 617915 | Additional Information | 48767-8 | Annotation comment:Imp:Pt:{system}:Nar: | Sequence Capture and Targeted Next-Generation Sequencing (NGS)
2022-08-03 | IDHT | IDH1 and IDH2 Mutation Analyses, Next-Generation Sequencing, Tumor | 617916 | Specimen | 31208-2 | Specimen source:Prid:Pt:XXX:Nom: | Sequence Capture and Targeted Next-Generation Sequencing (NGS)
2022-08-03 | IDHT | IDH1 and IDH2 Mutation Analyses, Next-Generation Sequencing, Tumor | 617917 | Tissue ID | 80398-1 | Unique identifier:ID:Pt:Current sample:Nom: | Sequence Capture and Targeted Next-Generation Sequencing (NGS)
2022-08-03 | IDHT | IDH1 and IDH2 Mutation Analyses, Next-Generation Sequencing, Tumor | 617918 | Method | 85069-3 | Lab test method:Type:Pt:Specimen:Nom: | Sequence Capture and Targeted Next-Generation Sequencing (NGS)
2022-08-03 | IDHT | IDH1 and IDH2 Mutation Analyses, Next-Generation Sequencing, Tumor | 617919 | Disclaimer | 62364-5 | Test performance information:Find:Pt:XXX:Nar: | Sequence Capture and Targeted Next-Generation Sequencing (NGS)
2022-08-03 | TP53 | TP53 Mutation Analysis, Next-Generation Sequencing, Tumor | 617897 | Result | 82939-0 | Genetic variant details:Find:Pt:Bld/Tiss:Nar:Molgen | Sequence Capture and Targeted Next-Generation Sequencing (NGS)
2022-08-03 | TP53 | TP53 Mutation Analysis, Next-Generation Sequencing, Tumor | 617898 | Interpretation | 69047-9 | Geneticist review:Imp:Pt:XXX:Nar: | Sequence Capture and Targeted Next-Generation Sequencing (NGS)
2022-08-03 | TP53 | TP53 Mutation Analysis, Next-Generation Sequencing, Tumor | 617899 | Additional Information | 48767-8 | Annotation comment:Imp:Pt:{system}:Nar: | Sequence Capture and Targeted Next-Generation Sequencing (NGS)
2022-08-03 | TP53 | TP53 Mutation Analysis, Next-Generation Sequencing, Tumor | 617900 | Specimen | 31208-2 | Specimen source:Prid:Pt:XXX:Nom: | Sequence Capture and Targeted Next-Generation Sequencing (NGS)
2022-08-03 | TP53 | TP53 Mutation Analysis, Next-Generation Sequencing, Tumor | 617901 | Tissue ID | 80398-1 | Unique identifier:ID:Pt:Current sample:Nom: | Sequence Capture and Targeted Next-Generation Sequencing (NGS)
2022-08-03 | TP53 | TP53 Mutation Analysis, Next-Generation Sequencing, Tumor | 617902 | Method | 85069-3 | Lab test method:Type:Pt:Specimen:Nom: | Sequence Capture and Targeted Next-Generation Sequencing (NGS)
2022-08-03 | TP53 | TP53 Mutation Analysis, Next-Generation Sequencing, Tumor | 617903 | Disclaimer | 62364-5 | Test performance information:Find:Pt:XXX:Nar: | Sequence Capture and Targeted Next-Generation Sequencing (NGS)
2022-08-03 | TP53 | TP53 Mutation Analysis, Next-Generation Sequencing, Tumor | 617904 | Released By | 18771-6 | Provider.signing name:Pn:Pt:Report:Nom: | Sequence Capture and Targeted Next-Generation Sequencing (NGS)
2022-08-03 | BRCAT | BRCA1/2 Mutation Analysis, Next-Generation Sequencing, Tumor | 617889 | Result | 82939-0 | Genetic variant details:Find:Pt:Bld/Tiss:Nar:Molgen | Sequence Capture and Targeted Next-Generation Sequencing (NGS)
2022-08-03 | BRCAT | BRCA1/2 Mutation Analysis, Next-Generation Sequencing, Tumor | 617890 | Interpretation | 69047-9 | Geneticist review:Imp:Pt:XXX:Nar: | Sequence Capture and Targeted Next-Generation Sequencing (NGS)
2022-08-03 | MCCRC | MayoComplete Colorectal Cancer Panel, Next-Generation Sequencing, Tumor | 617865 | Result | 82939-0 | Genetic variant details:Find:Pt:Bld/Tiss:Nar:Molgen | Sequence Capture and Targeted Next-Generation Sequencing (NGS)
2022-08-03 | MCCRC | MayoComplete Colorectal Cancer Panel, Next-Generation Sequencing, Tumor | 617866 | Interpretation | 69047-9 | Geneticist review:Imp:Pt:XXX:Nar: | Sequence Capture and Targeted Next-Generation Sequencing (NGS)
2022-08-03 | MCCRC | MayoComplete Colorectal Cancer Panel, Next-Generation Sequencing, Tumor | 617867 | Additional Information | 48767-8 | Annotation comment:Imp:Pt:{system}:Nar: | Sequence Capture and Targeted Next-Generation Sequencing (NGS)
2022-08-03 | MCCRC | MayoComplete Colorectal Cancer Panel, Next-Generation Sequencing, Tumor | 617868 | Specimen | 31208-2 | Specimen source:Prid:Pt:XXX:Nom: | Sequence Capture and Targeted Next-Generation Sequencing (NGS)
2022-08-03 | MCCRC | MayoComplete Colorectal Cancer Panel, Next-Generation Sequencing, Tumor | 617869 | Tissue ID | 80398-1 | Unique identifier:ID:Pt:Current sample:Nom: | Sequence Capture and Targeted Next-Generation Sequencing (NGS)
2022-08-03 | MCCRC | MayoComplete Colorectal Cancer Panel, Next-Generation Sequencing, Tumor | 617870 | Method | 85069-3 | Lab test method:Type:Pt:Specimen:Nom: | Sequence Capture and Targeted Next-Generation Sequencing (NGS)
2022-08-03 | MCCRC | MayoComplete Colorectal Cancer Panel, Next-Generation Sequencing, Tumor | 617871 | Disclaimer | 62364-5 | Test performance information:Find:Pt:XXX:Nar: | Sequence Capture and Targeted Next-Generation Sequencing (NGS)
2022-08-03 | MCCRC | MayoComplete Colorectal Cancer Panel, Next-Generation Sequencing, Tumor | 617872 | Released By | 18771-6 | Provider.signing name:Pn:Pt:Report:Nom: | Sequence Capture and Targeted Next-Generation Sequencing (NGS)
2022-08-03 | MCGST | MayoComplete Gastrointestinal Stromal Tumor (GIST) Panel, Next-Generation Sequencing, Tumor | 617873 | Result | 82939-0 | Genetic variant details:Find:Pt:Bld/Tiss:Nar:Molgen | Sequence Capture and Targeted Next-Generation Sequencing (NGS)
2022-08-03 | MCGST | MayoComplete Gastrointestinal Stromal Tumor (GIST) Panel, Next-Generation Sequencing, Tumor | 617874 | Interpretation | 69047-9 | Geneticist review:Imp:Pt:XXX:Nar: | Sequence Capture and Targeted Next-Generation Sequencing (NGS)
2022-08-03 | MCGST | MayoComplete Gastrointestinal Stromal Tumor (GIST) Panel, Next-Generation Sequencing, Tumor | 617875 | Additional Information | 48767-8 | Annotation comment:Imp:Pt:{system}:Nar: | Sequence Capture and Targeted Next-Generation Sequencing (NGS)
2022-08-03 | MCGST | MayoComplete Gastrointestinal Stromal Tumor (GIST) Panel, Next-Generation Sequencing, Tumor | 617876 | Specimen | 31208-2 | Specimen source:Prid:Pt:XXX:Nom: | Sequence Capture and Targeted Next-Generation Sequencing (NGS)
2022-08-03 | MCGST | MayoComplete Gastrointestinal Stromal Tumor (GIST) Panel, Next-Generation Sequencing, Tumor | 617877 | Tissue ID | 80398-1 | Unique identifier:ID:Pt:Current sample:Nom: | Sequence Capture and Targeted Next-Generation Sequencing (NGS)
2022-08-03 | MCGST | MayoComplete Gastrointestinal Stromal Tumor (GIST) Panel, Next-Generation Sequencing, Tumor | 617878 | Method | 85069-3 | Lab test method:Type:Pt:Specimen:Nom: | Sequence Capture and Targeted Next-Generation Sequencing (NGS)
2022-08-03 | MCGST | MayoComplete Gastrointestinal Stromal Tumor (GIST) Panel, Next-Generation Sequencing, Tumor | 617879 | Disclaimer | 62364-5 | Test performance information:Find:Pt:XXX:Nar: | Sequence Capture and Targeted Next-Generation Sequencing (NGS)
2022-08-03 | MCGST | MayoComplete Gastrointestinal Stromal Tumor (GIST) Panel, Next-Generation Sequencing, Tumor | 617880 | Released By | 18771-6 | Provider.signing name:Pn:Pt:Report:Nom: | Sequence Capture and Targeted Next-Generation Sequencing (NGS)
2022-08-03 | MCSRC | MayoComplete Comprehensive Sarcoma Panel, Next-Generation Sequencing, Tumor | 617853 | Tissue ID | 80398-1 | Unique identifier:ID:Pt:Current sample:Nom: | Sequence Capture and Targeted Next-Generation Sequencing (NGS) and Polymerase Chain Reaction (PCR)-based NGS
2022-08-03 | MCSRC | MayoComplete Comprehensive Sarcoma Panel, Next-Generation Sequencing, Tumor | 617854 | Method | 85069-3 | Lab test method:Type:Pt:Specimen:Nom: | Sequence Capture and Targeted Next-Generation Sequencing (NGS) and Polymerase Chain Reaction (PCR)-based NGS
2022-08-03 | MCSRC | MayoComplete Comprehensive Sarcoma Panel, Next-Generation Sequencing, Tumor | 617855 | Disclaimer | 62364-5 | Test performance information:Find:Pt:XXX:Nar: | Sequence Capture and Targeted Next-Generation Sequencing (NGS) and Polymerase Chain Reaction (PCR)-based NGS
2022-08-03 | MCSRC | MayoComplete Comprehensive Sarcoma Panel, Next-Generation Sequencing, Tumor | 617856 | Released By | 18771-6 | Provider.signing name:Pn:Pt:Report:Nom: | Sequence Capture and Targeted Next-Generation Sequencing (NGS) and Polymerase Chain Reaction (PCR)-based NGS
2022-08-03 | MCLNG | MayoComplete Lung Cancer-Targeted Gene Panel with Rearrangement, Tumor | 617833 | Result | 82939-0 | Genetic variant details:Find:Pt:Bld/Tiss:Nar:Molgen | Sequence Capture and Targeted Next-Generation Sequencing (NGS)/Polymerase Chain Reaction (PCR)
2022-08-03 | MCLNG | MayoComplete Lung Cancer-Targeted Gene Panel with Rearrangement, Tumor | 617834 | Interpretation | 69047-9 | Geneticist review:Imp:Pt:XXX:Nar: | Sequence Capture and Targeted Next-Generation Sequencing (NGS)/Polymerase Chain Reaction (PCR)
2022-08-03 | MCLNG | MayoComplete Lung Cancer-Targeted Gene Panel with Rearrangement, Tumor | 617835 | Additional Information | 48767-8 | Annotation comment:Imp:Pt:{system}:Nar: | Sequence Capture and Targeted Next-Generation Sequencing (NGS)/Polymerase Chain Reaction (PCR)
2022-08-03 | MCLNG | MayoComplete Lung Cancer-Targeted Gene Panel with Rearrangement, Tumor | 617836 | Specimen | 31208-2 | Specimen source:Prid:Pt:XXX:Nom: | Sequence Capture and Targeted Next-Generation Sequencing (NGS)/Polymerase Chain Reaction (PCR)
2022-08-03 | MCLNG | MayoComplete Lung Cancer-Targeted Gene Panel with Rearrangement, Tumor | 617837 | Tissue ID | 80398-1 | Unique identifier:ID:Pt:Current sample:Nom: | Sequence Capture and Targeted Next-Generation Sequencing (NGS)/Polymerase Chain Reaction (PCR)
2022-08-03 | MCLNG | MayoComplete Lung Cancer-Targeted Gene Panel with Rearrangement, Tumor | 617838 | Method | 85069-3 | Lab test method:Type:Pt:Specimen:Nom: | Sequence Capture and Targeted Next-Generation Sequencing (NGS)/Polymerase Chain Reaction (PCR)
2022-08-03 | MCLNG | MayoComplete Lung Cancer-Targeted Gene Panel with Rearrangement, Tumor | 617839 | Disclaimer | 62364-5 | Test performance information:Find:Pt:XXX:Nar: | Sequence Capture and Targeted Next-Generation Sequencing (NGS)/Polymerase Chain Reaction (PCR)
2022-08-03 | MCLNG | MayoComplete Lung Cancer-Targeted Gene Panel with Rearrangement, Tumor | 617840 | Released By | 18771-6 | Provider.signing name:Pn:Pt:Report:Nom: | Sequence Capture and Targeted Next-Generation Sequencing (NGS)/Polymerase Chain Reaction (PCR)
2022-08-03 | MCLNM | MayoComplete Lung Cancer Mutations, Next-Generation Sequencing, Tumor | 617841 | Result | 82939-0 | Genetic variant details:Find:Pt:Bld/Tiss:Nar:Molgen | Sequence Capture and Targeted Next-Generation Sequencing (NGS)
2022-08-03 | MCLNM | MayoComplete Lung Cancer Mutations, Next-Generation Sequencing, Tumor | 617842 | Interpretation | 69047-9 | Geneticist review:Imp:Pt:XXX:Nar: | Sequence Capture and Targeted Next-Generation Sequencing (NGS)
2022-08-03 | MCLNM | MayoComplete Lung Cancer Mutations, Next-Generation Sequencing, Tumor | 617843 | Additional Information | 48767-8 | Annotation comment:Imp:Pt:{system}:Nar: | Sequence Capture and Targeted Next-Generation Sequencing (NGS)
2022-08-03 | MCLNM | MayoComplete Lung Cancer Mutations, Next-Generation Sequencing, Tumor | 617844 | Specimen | 31208-2 | Specimen source:Prid:Pt:XXX:Nom: | Sequence Capture and Targeted Next-Generation Sequencing (NGS)
2022-08-03 | MCLNM | MayoComplete Lung Cancer Mutations, Next-Generation Sequencing, Tumor | 617845 | Tissue ID | 80398-1 | Unique identifier:ID:Pt:Current sample:Nom: | Sequence Capture and Targeted Next-Generation Sequencing (NGS)
2022-08-03 | MCLNM | MayoComplete Lung Cancer Mutations, Next-Generation Sequencing, Tumor | 617846 | Method | 85069-3 | Lab test method:Type:Pt:Specimen:Nom: | Sequence Capture and Targeted Next-Generation Sequencing (NGS)
2022-08-03 | MCLNM | MayoComplete Lung Cancer Mutations, Next-Generation Sequencing, Tumor | 617847 | Disclaimer | 62364-5 | Test performance information:Find:Pt:XXX:Nar: | Sequence Capture and Targeted Next-Generation Sequencing (NGS)
2022-08-03 | MCLNM | MayoComplete Lung Cancer Mutations, Next-Generation Sequencing, Tumor | 617848 | Released By | 18771-6 | Provider.signing name:Pn:Pt:Report:Nom: | Sequence Capture and Targeted Next-Generation Sequencing (NGS)
2022-08-03 | MCSRC | MayoComplete Comprehensive Sarcoma Panel, Next-Generation Sequencing, Tumor | 617849 | Result | 82939-0 | Genetic variant details:Find:Pt:Bld/Tiss:Nar:Molgen | Sequence Capture and Targeted Next-Generation Sequencing (NGS) and Polymerase Chain Reaction (PCR)-based NGS
2022-08-03 | MCSRC | MayoComplete Comprehensive Sarcoma Panel, Next-Generation Sequencing, Tumor | 617850 | Interpretation | 69047-9 | Geneticist review:Imp:Pt:XXX:Nar: | Sequence Capture and Targeted Next-Generation Sequencing (NGS) and Polymerase Chain Reaction (PCR)-based NGS
2022-08-03 | MCSRC | MayoComplete Comprehensive Sarcoma Panel, Next-Generation Sequencing, Tumor | 617851 | Additional Information | 48767-8 | Annotation comment:Imp:Pt:{system}:Nar: | Sequence Capture and Targeted Next-Generation Sequencing (NGS) and Polymerase Chain Reaction (PCR)-based NGS
2022-08-03 | MCSRC | MayoComplete Comprehensive Sarcoma Panel, Next-Generation Sequencing, Tumor | 617852 | Specimen | 31208-2 | Specimen source:Prid:Pt:XXX:Nom: | Sequence Capture and Targeted Next-Generation Sequencing (NGS) and Polymerase Chain Reaction (PCR)-based NGS
2022-08-03 | SOD1Z | SOD1 Gene, Full Gene Analysis, Varies | 617752 | Released By | 18771-6 | Provider.signing name:Pn:Pt:Report:Nom: | Sequence Capture and Targeted Next-Generation Sequencing followed by Polymerase Chain Reaction (PCR) and Sanger Sequencing
2022-08-03 | SEP9Z | SEPTIN9 Gene, Full Gene Analysis, Varies | 617726 | Released By | 18771-6 | Provider.signing name:Pn:Pt:Report:Nom: | Sequence Capture and Targeted Next-Generation Sequencing followed by Polymerase Chain Reaction (PCR) and Sanger Sequencing
2022-08-03 | SMCP | Inherited Skeletal Muscle Channelopathy Gene Panel, Varies | 617728 | Test Description | 62364-5 | Test performance information:Find:Pt:XXX:Nar: | Sequence Capture and Targeted Next-Generation Sequencing followed by Polymerase Chain Reaction (PCR) and Sanger Sequencing
2022-08-03 | SMCP | Inherited Skeletal Muscle Channelopathy Gene Panel, Varies | 617729 | Specimen | 31208-2 | Specimen source:Prid:Pt:XXX:Nom: | Sequence Capture and Targeted Next-Generation Sequencing followed by Polymerase Chain Reaction (PCR) and Sanger Sequencing
2022-08-03 | SMCP | Inherited Skeletal Muscle Channelopathy Gene Panel, Varies | 617730 | Source | 31208-2 | Specimen source:Prid:Pt:XXX:Nom: | Sequence Capture and Targeted Next-Generation Sequencing followed by Polymerase Chain Reaction (PCR) and Sanger Sequencing
2022-08-03 | SMCP | Inherited Skeletal Muscle Channelopathy Gene Panel, Varies | 617731 | Result Summary | 50397-9 | Molecular diagnostic overall interpretation:PrThr:Pt:Bld/Tiss:Ord:Molgen | Sequence Capture and Targeted Next-Generation Sequencing followed by Polymerase Chain Reaction (PCR) and Sanger Sequencing
2022-08-03 | SMCP | Inherited Skeletal Muscle Channelopathy Gene Panel, Varies | 617732 | Result | 82939-0 | Genetic variant details:Find:Pt:Bld/Tiss:Nar:Molgen | Sequence Capture and Targeted Next-Generation Sequencing followed by Polymerase Chain Reaction (PCR) and Sanger Sequencing
2022-08-03 | SMCP | Inherited Skeletal Muscle Channelopathy Gene Panel, Varies | 617733 | Interpretation | 69047-9 | Geneticist review:Imp:Pt:XXX:Nar: | Sequence Capture and Targeted Next-Generation Sequencing followed by Polymerase Chain Reaction (PCR) and Sanger Sequencing
2022-08-03 | SMCP | Inherited Skeletal Muscle Channelopathy Gene Panel, Varies | 617734 | Resources | 99622-3 | Resource information for patient:Find:Pt:^Patient:Doc: | Sequence Capture and Targeted Next-Generation Sequencing followed by Polymerase Chain Reaction (PCR) and Sanger Sequencing
2022-08-03 | SMCP | Inherited Skeletal Muscle Channelopathy Gene Panel, Varies | 617735 | Additional Information | 48767-8 | Annotation comment:Imp:Pt:{system}:Nar: | Sequence Capture and Targeted Next-Generation Sequencing followed by Polymerase Chain Reaction (PCR) and Sanger Sequencing
2022-08-03 | SMCP | Inherited Skeletal Muscle Channelopathy Gene Panel, Varies | 617736 | Method | 85069-3 | Lab test method:Type:Pt:Specimen:Nom: | Sequence Capture and Targeted Next-Generation Sequencing followed by Polymerase Chain Reaction (PCR) and Sanger Sequencing
2022-08-03 | SMCP | Inherited Skeletal Muscle Channelopathy Gene Panel, Varies | 617737 | Genes Analyzed | 48018-6 | Gene identifier:ID:Pt:Bld/Tiss:Nom: | Sequence Capture and Targeted Next-Generation Sequencing followed by Polymerase Chain Reaction (PCR) and Sanger Sequencing
2022-08-03 | SMCP | Inherited Skeletal Muscle Channelopathy Gene Panel, Varies | 617738 | Disclaimer | 62364-5 | Test performance information:Find:Pt:XXX:Nar: | Sequence Capture and Targeted Next-Generation Sequencing followed by Polymerase Chain Reaction (PCR) and Sanger Sequencing
2022-08-03 | SMCP | Inherited Skeletal Muscle Channelopathy Gene Panel, Varies | 617739 | Released By | 18771-6 | Provider.signing name:Pn:Pt:Report:Nom: | Sequence Capture and Targeted Next-Generation Sequencing followed by Polymerase Chain Reaction (PCR) and Sanger Sequencing
2022-08-03 | SOD1Z | SOD1 Gene, Full Gene Analysis, Varies | 617741 | Test Description | 62364-5 | Test performance information:Find:Pt:XXX:Nar: | Sequence Capture and Targeted Next-Generation Sequencing followed by Polymerase Chain Reaction (PCR) and Sanger Sequencing
2022-08-03 | SOD1Z | SOD1 Gene, Full Gene Analysis, Varies | 617742 | Specimen | 31208-2 | Specimen source:Prid:Pt:XXX:Nom: | Sequence Capture and Targeted Next-Generation Sequencing followed by Polymerase Chain Reaction (PCR) and Sanger Sequencing
2022-08-03 | SOD1Z | SOD1 Gene, Full Gene Analysis, Varies | 617743 | Source | 31208-2 | Specimen source:Prid:Pt:XXX:Nom: | Sequence Capture and Targeted Next-Generation Sequencing followed by Polymerase Chain Reaction (PCR) and Sanger Sequencing
2022-08-03 | SOD1Z | SOD1 Gene, Full Gene Analysis, Varies | 617744 | Result Summary | 50397-9 | Molecular diagnostic overall interpretation:PrThr:Pt:Bld/Tiss:Ord:Molgen | Sequence Capture and Targeted Next-Generation Sequencing followed by Polymerase Chain Reaction (PCR) and Sanger Sequencing
2022-08-03 | SOD1Z | SOD1 Gene, Full Gene Analysis, Varies | 617745 | Result | 82939-0 | Genetic variant details:Find:Pt:Bld/Tiss:Nar:Molgen | Sequence Capture and Targeted Next-Generation Sequencing followed by Polymerase Chain Reaction (PCR) and Sanger Sequencing
2022-08-03 | SOD1Z | SOD1 Gene, Full Gene Analysis, Varies | 617746 | Interpretation | 69047-9 | Geneticist review:Imp:Pt:XXX:Nar: | Sequence Capture and Targeted Next-Generation Sequencing followed by Polymerase Chain Reaction (PCR) and Sanger Sequencing
2022-08-03 | SOD1Z | SOD1 Gene, Full Gene Analysis, Varies | 617747 | Resources | 99622-3 | Resource information for patient:Find:Pt:^Patient:Doc: | Sequence Capture and Targeted Next-Generation Sequencing followed by Polymerase Chain Reaction (PCR) and Sanger Sequencing
2022-08-03 | SOD1Z | SOD1 Gene, Full Gene Analysis, Varies | 617748 | Additional Information | 48767-8 | Annotation comment:Imp:Pt:{system}:Nar: | Sequence Capture and Targeted Next-Generation Sequencing followed by Polymerase Chain Reaction (PCR) and Sanger Sequencing
2022-08-03 | SOD1Z | SOD1 Gene, Full Gene Analysis, Varies | 617749 | Method | 85069-3 | Lab test method:Type:Pt:Specimen:Nom: | Sequence Capture and Targeted Next-Generation Sequencing followed by Polymerase Chain Reaction (PCR) and Sanger Sequencing
2022-08-03 | SOD1Z | SOD1 Gene, Full Gene Analysis, Varies | 617750 | Genes Analyzed | 48018-6 | Gene identifier:ID:Pt:Bld/Tiss:Nom: | Sequence Capture and Targeted Next-Generation Sequencing followed by Polymerase Chain Reaction (PCR) and Sanger Sequencing
2022-08-03 | SOD1Z | SOD1 Gene, Full Gene Analysis, Varies | 617751 | Disclaimer | 62364-5 | Test performance information:Find:Pt:XXX:Nar: | Sequence Capture and Targeted Next-Generation Sequencing followed by Polymerase Chain Reaction (PCR) and Sanger Sequencing
2022-08-03 | RABMP | Inherited Rhabdomyolysis and Metabolic Myopathy Panel, Varies | 617704 | Source | 31208-2 | Specimen source:Prid:Pt:XXX:Nom: | Sequence Capture and Targeted Next-Generation Sequencing followed by Polymerase Chain Reaction (PCR) and Sanger Sequencing
2022-08-03 | RABMP | Inherited Rhabdomyolysis and Metabolic Myopathy Panel, Varies | 617705 | Result Summary | 50397-9 | Molecular diagnostic overall interpretation:PrThr:Pt:Bld/Tiss:Ord:Molgen | Sequence Capture and Targeted Next-Generation Sequencing followed by Polymerase Chain Reaction (PCR) and Sanger Sequencing
2022-08-03 | RABMP | Inherited Rhabdomyolysis and Metabolic Myopathy Panel, Varies | 617706 | Result | 82939-0 | Genetic variant details:Find:Pt:Bld/Tiss:Nar:Molgen | Sequence Capture and Targeted Next-Generation Sequencing followed by Polymerase Chain Reaction (PCR) and Sanger Sequencing
2022-08-03 | RABMP | Inherited Rhabdomyolysis and Metabolic Myopathy Panel, Varies | 617707 | Interpretation | 69047-9 | Geneticist review:Imp:Pt:XXX:Nar: | Sequence Capture and Targeted Next-Generation Sequencing followed by Polymerase Chain Reaction (PCR) and Sanger Sequencing
2022-08-03 | RABMP | Inherited Rhabdomyolysis and Metabolic Myopathy Panel, Varies | 617708 | Resources | 99622-3 | Resource information for patient:Find:Pt:^Patient:Doc: | Sequence Capture and Targeted Next-Generation Sequencing followed by Polymerase Chain Reaction (PCR) and Sanger Sequencing
2022-08-03 | RABMP | Inherited Rhabdomyolysis and Metabolic Myopathy Panel, Varies | 617709 | Additional Information | 48767-8 | Annotation comment:Imp:Pt:{system}:Nar: | Sequence Capture and Targeted Next-Generation Sequencing followed by Polymerase Chain Reaction (PCR) and Sanger Sequencing
2022-08-03 | RABMP | Inherited Rhabdomyolysis and Metabolic Myopathy Panel, Varies | 617710 | Method | 85069-3 | Lab test method:Type:Pt:Specimen:Nom: | Sequence Capture and Targeted Next-Generation Sequencing followed by Polymerase Chain Reaction (PCR) and Sanger Sequencing
2022-08-03 | RABMP | Inherited Rhabdomyolysis and Metabolic Myopathy Panel, Varies | 617711 | Genes Analyzed | 48018-6 | Gene identifier:ID:Pt:Bld/Tiss:Nom: | Sequence Capture and Targeted Next-Generation Sequencing followed by Polymerase Chain Reaction (PCR) and Sanger Sequencing
2022-08-03 | RABMP | Inherited Rhabdomyolysis and Metabolic Myopathy Panel, Varies | 617712 | Disclaimer | 62364-5 | Test performance information:Find:Pt:XXX:Nar: | Sequence Capture and Targeted Next-Generation Sequencing followed by Polymerase Chain Reaction (PCR) and Sanger Sequencing
2022-08-03 | RABMP | Inherited Rhabdomyolysis and Metabolic Myopathy Panel, Varies | 617713 | Released By | 18771-6 | Provider.signing name:Pn:Pt:Report:Nom: | Sequence Capture and Targeted Next-Generation Sequencing followed by Polymerase Chain Reaction (PCR) and Sanger Sequencing
2022-08-03 | SEP9Z | SEPTIN9 Gene, Full Gene Analysis, Varies | 617715 | Test Description | 62364-5 | Test performance information:Find:Pt:XXX:Nar: | Sequence Capture and Targeted Next-Generation Sequencing followed by Polymerase Chain Reaction (PCR) and Sanger Sequencing
2022-08-03 | SEP9Z | SEPTIN9 Gene, Full Gene Analysis, Varies | 617716 | Specimen | 31208-2 | Specimen source:Prid:Pt:XXX:Nom: | Sequence Capture and Targeted Next-Generation Sequencing followed by Polymerase Chain Reaction (PCR) and Sanger Sequencing
2022-08-03 | SEP9Z | SEPTIN9 Gene, Full Gene Analysis, Varies | 617717 | Source | 31208-2 | Specimen source:Prid:Pt:XXX:Nom: | Sequence Capture and Targeted Next-Generation Sequencing followed by Polymerase Chain Reaction (PCR) and Sanger Sequencing
2022-08-03 | SEP9Z | SEPTIN9 Gene, Full Gene Analysis, Varies | 617718 | Result Summary | 50397-9 | Molecular diagnostic overall interpretation:PrThr:Pt:Bld/Tiss:Ord:Molgen | Sequence Capture and Targeted Next-Generation Sequencing followed by Polymerase Chain Reaction (PCR) and Sanger Sequencing
2022-08-03 | SEP9Z | SEPTIN9 Gene, Full Gene Analysis, Varies | 617719 | Result | 82939-0 | Genetic variant details:Find:Pt:Bld/Tiss:Nar:Molgen | Sequence Capture and Targeted Next-Generation Sequencing followed by Polymerase Chain Reaction (PCR) and Sanger Sequencing
2022-08-03 | SEP9Z | SEPTIN9 Gene, Full Gene Analysis, Varies | 617720 | Interpretation | 69047-9 | Geneticist review:Imp:Pt:XXX:Nar: | Sequence Capture and Targeted Next-Generation Sequencing followed by Polymerase Chain Reaction (PCR) and Sanger Sequencing
2022-08-03 | SEP9Z | SEPTIN9 Gene, Full Gene Analysis, Varies | 617722 | Additional Information | 48767-8 | Annotation comment:Imp:Pt:{system}:Nar: | Sequence Capture and Targeted Next-Generation Sequencing followed by Polymerase Chain Reaction (PCR) and Sanger Sequencing
2022-08-03 | SEP9Z | SEPTIN9 Gene, Full Gene Analysis, Varies | 617723 | Method | 85069-3 | Lab test method:Type:Pt:Specimen:Nom: | Sequence Capture and Targeted Next-Generation Sequencing followed by Polymerase Chain Reaction (PCR) and Sanger Sequencing
2022-08-03 | SEP9Z | SEPTIN9 Gene, Full Gene Analysis, Varies | 617724 | Genes Analyzed | 48018-6 | Gene identifier:ID:Pt:Bld/Tiss:Nom: | Sequence Capture and Targeted Next-Generation Sequencing followed by Polymerase Chain Reaction (PCR) and Sanger Sequencing
2022-08-03 | SEP9Z | SEPTIN9 Gene, Full Gene Analysis, Varies | 617725 | Disclaimer | 62364-5 | Test performance information:Find:Pt:XXX:Nar: | Sequence Capture and Targeted Next-Generation Sequencing followed by Polymerase Chain Reaction (PCR) and Sanger Sequencing
2022-08-03 | PEPAN | Comprehensive Peripheral Neuropathy Gene Panel, Varies | 617689 | Test Description | 62364-5 | Test performance information:Find:Pt:XXX:Nar: | Sequence Capture and Next-Generation Sequencing (NGS), Polymerase Chain Reaction (PCR), Sanger Sequencing, and Dosage Analysis by Droplet Digital Polymerase Chain Reaction (ddPCR)
2022-08-03 | PEPAN | Comprehensive Peripheral Neuropathy Gene Panel, Varies | 617690 | Specimen | 31208-2 | Specimen source:Prid:Pt:XXX:Nom: | Sequence Capture and Next-Generation Sequencing (NGS), Polymerase Chain Reaction (PCR), Sanger Sequencing, and Dosage Analysis by Droplet Digital Polymerase Chain Reaction (ddPCR)
2022-08-03 | PEPAN | Comprehensive Peripheral Neuropathy Gene Panel, Varies | 617691 | Source | 31208-2 | Specimen source:Prid:Pt:XXX:Nom: | Sequence Capture and Next-Generation Sequencing (NGS), Polymerase Chain Reaction (PCR), Sanger Sequencing, and Dosage Analysis by Droplet Digital Polymerase Chain Reaction (ddPCR)
2022-08-03 | PEPAN | Comprehensive Peripheral Neuropathy Gene Panel, Varies | 617692 | Result Summary | 50397-9 | Molecular diagnostic overall interpretation:PrThr:Pt:Bld/Tiss:Ord:Molgen | Sequence Capture and Next-Generation Sequencing (NGS), Polymerase Chain Reaction (PCR), Sanger Sequencing, and Dosage Analysis by Droplet Digital Polymerase Chain Reaction (ddPCR)
2022-08-03 | PEPAN | Comprehensive Peripheral Neuropathy Gene Panel, Varies | 617693 | Result | 82939-0 | Genetic variant details:Find:Pt:Bld/Tiss:Nar:Molgen | Sequence Capture and Next-Generation Sequencing (NGS), Polymerase Chain Reaction (PCR), Sanger Sequencing, and Dosage Analysis by Droplet Digital Polymerase Chain Reaction (ddPCR)
2022-08-03 | PEPAN | Comprehensive Peripheral Neuropathy Gene Panel, Varies | 617694 | Interpretation | 69047-9 | Geneticist review:Imp:Pt:XXX:Nar: | Sequence Capture and Next-Generation Sequencing (NGS), Polymerase Chain Reaction (PCR), Sanger Sequencing, and Dosage Analysis by Droplet Digital Polymerase Chain Reaction (ddPCR)
2022-08-03 | PEPAN | Comprehensive Peripheral Neuropathy Gene Panel, Varies | 617695 | Resources | 99622-3 | Resource information for patient:Find:Pt:^Patient:Doc: | Sequence Capture and Next-Generation Sequencing (NGS), Polymerase Chain Reaction (PCR), Sanger Sequencing, and Dosage Analysis by Droplet Digital Polymerase Chain Reaction (ddPCR)
2022-08-03 | PEPAN | Comprehensive Peripheral Neuropathy Gene Panel, Varies | 617696 | Additional Information | 48767-8 | Annotation comment:Imp:Pt:{system}:Nar: | Sequence Capture and Next-Generation Sequencing (NGS), Polymerase Chain Reaction (PCR), Sanger Sequencing, and Dosage Analysis by Droplet Digital Polymerase Chain Reaction (ddPCR)
2022-08-03 | PEPAN | Comprehensive Peripheral Neuropathy Gene Panel, Varies | 617697 | Method | 85069-3 | Lab test method:Type:Pt:Specimen:Nom: | Sequence Capture and Next-Generation Sequencing (NGS), Polymerase Chain Reaction (PCR), Sanger Sequencing, and Dosage Analysis by Droplet Digital Polymerase Chain Reaction (ddPCR)
2022-08-03 | PEPAN | Comprehensive Peripheral Neuropathy Gene Panel, Varies | 617698 | Genes Analyzed | 48018-6 | Gene identifier:ID:Pt:Bld/Tiss:Nom: | Sequence Capture and Next-Generation Sequencing (NGS), Polymerase Chain Reaction (PCR), Sanger Sequencing, and Dosage Analysis by Droplet Digital Polymerase Chain Reaction (ddPCR)
2022-08-03 | PEPAN | Comprehensive Peripheral Neuropathy Gene Panel, Varies | 617699 | Disclaimer | 62364-5 | Test performance information:Find:Pt:XXX:Nar: | Sequence Capture and Next-Generation Sequencing (NGS), Polymerase Chain Reaction (PCR), Sanger Sequencing, and Dosage Analysis by Droplet Digital Polymerase Chain Reaction (ddPCR)
2022-08-03 | PEPAN | Comprehensive Peripheral Neuropathy Gene Panel, Varies | 617700 | Released By | 18771-6 | Provider.signing name:Pn:Pt:Report:Nom: | Sequence Capture and Next-Generation Sequencing (NGS), Polymerase Chain Reaction (PCR), Sanger Sequencing, and Dosage Analysis by Droplet Digital Polymerase Chain Reaction (ddPCR)
2022-08-03 | RABMP | Inherited Rhabdomyolysis and Metabolic Myopathy Panel, Varies | 617702 | Test Description | 62364-5 | Test performance information:Find:Pt:XXX:Nar: | Sequence Capture and Targeted Next-Generation Sequencing followed by Polymerase Chain Reaction (PCR) and Sanger Sequencing
2022-08-03 | RABMP | Inherited Rhabdomyolysis and Metabolic Myopathy Panel, Varies | 617703 | Specimen | 31208-2 | Specimen source:Prid:Pt:XXX:Nom: | Sequence Capture and Targeted Next-Generation Sequencing followed by Polymerase Chain Reaction (PCR) and Sanger Sequencing
2022-08-03 | FAT1G | Anti-TIF-1gamma Antibody | FAT1G | Anti-TIF-1gamma Ab | 96501-2 | TIF1-gamma Ab:ACnc:Pt:Ser:Qn:IA | Enzyme-linked immunosorbent assay (ELISA)
2022-08-02 | TTRZ | TTR Gene, Full Gene Analysis, Varies | 617754 | Test Description | 62364-5 | Test performance information:Find:Pt:XXX:Nar: | Sequence Capture and Targeted Next-Generation Sequencing followed by Polymerase Chain Reaction (PCR) and Sanger Sequencing
2022-08-02 | TTRZ | TTR Gene, Full Gene Analysis, Varies | 617755 | Specimen | 31208-2 | Specimen source:Prid:Pt:XXX:Nom: | Sequence Capture and Targeted Next-Generation Sequencing followed by Polymerase Chain Reaction (PCR) and Sanger Sequencing
2022-08-02 | TTRZ | TTR Gene, Full Gene Analysis, Varies | 617756 | Source | 31208-2 | Specimen source:Prid:Pt:XXX:Nom: | Sequence Capture and Targeted Next-Generation Sequencing followed by Polymerase Chain Reaction (PCR) and Sanger Sequencing
2022-08-02 | TTRZ | TTR Gene, Full Gene Analysis, Varies | 617757 | Result Summary | 50397-9 | Molecular diagnostic overall interpretation:PrThr:Pt:Bld/Tiss:Ord:Molgen | Sequence Capture and Targeted Next-Generation Sequencing followed by Polymerase Chain Reaction (PCR) and Sanger Sequencing
2022-08-02 | TTRZ | TTR Gene, Full Gene Analysis, Varies | 617758 | Result | 82939-0 | Genetic variant details:Find:Pt:Bld/Tiss:Nar:Molgen | Sequence Capture and Targeted Next-Generation Sequencing followed by Polymerase Chain Reaction (PCR) and Sanger Sequencing
2022-08-02 | TTRZ | TTR Gene, Full Gene Analysis, Varies | 617759 | Interpretation | 69047-9 | Geneticist review:Imp:Pt:XXX:Nar: | Sequence Capture and Targeted Next-Generation Sequencing followed by Polymerase Chain Reaction (PCR) and Sanger Sequencing
2022-08-02 | TTRZ | TTR Gene, Full Gene Analysis, Varies | 617760 | Resources | 99622-3 | Resource information for patient:Find:Pt:^Patient:Doc: | Sequence Capture and Targeted Next-Generation Sequencing followed by Polymerase Chain Reaction (PCR) and Sanger Sequencing
2022-08-02 | TTRZ | TTR Gene, Full Gene Analysis, Varies | 617761 | Additional Information | 48767-8 | Annotation comment:Imp:Pt:{system}:Nar: | Sequence Capture and Targeted Next-Generation Sequencing followed by Polymerase Chain Reaction (PCR) and Sanger Sequencing
2022-08-02 | TTRZ | TTR Gene, Full Gene Analysis, Varies | 617762 | Method | 85069-3 | Lab test method:Type:Pt:Specimen:Nom: | Sequence Capture and Targeted Next-Generation Sequencing followed by Polymerase Chain Reaction (PCR) and Sanger Sequencing
2022-08-02 | TTRZ | TTR Gene, Full Gene Analysis, Varies | 617763 | Genes Analyzed | 48018-6 | Gene identifier:ID:Pt:Bld/Tiss:Nom: | Sequence Capture and Targeted Next-Generation Sequencing followed by Polymerase Chain Reaction (PCR) and Sanger Sequencing
2022-08-02 | TTRZ | TTR Gene, Full Gene Analysis, Varies | 617764 | Disclaimer | 62364-5 | Test performance information:Find:Pt:XXX:Nar: | Sequence Capture and Targeted Next-Generation Sequencing followed by Polymerase Chain Reaction (PCR) and Sanger Sequencing
2022-08-02 | TTRZ | TTR Gene, Full Gene Analysis, Varies | 617765 | Released By | 18771-6 | Provider.signing name:Pn:Pt:Report:Nom: | Sequence Capture and Targeted Next-Generation Sequencing followed by Polymerase Chain Reaction (PCR) and Sanger Sequencing
2022-08-02 | SQTSG | Short QT Syndrome Gene Panel, Varies | 617475 | Disclaimer | 62364-5 | Test performance information:Find:Pt:XXX:Nar: | Sequence Capture and Targeted Next-Generation Sequencing followed by Polymerase Chain Reaction (PCR) and Sanger Sequencing
2022-08-02 | SQTSG | Short QT Syndrome Gene Panel, Varies | 617476 | Released By | 18771-6 | Provider.signing name:Pn:Pt:Report:Nom: | Sequence Capture and Targeted Next-Generation Sequencing followed by Polymerase Chain Reaction (PCR) and Sanger Sequencing
2022-08-02 | SQTSG | Short QT Syndrome Gene Panel, Varies | 617466 | Source | 31208-2 | Specimen source:Prid:Pt:XXX:Nom: | Sequence Capture and Targeted Next-Generation Sequencing followed by Polymerase Chain Reaction (PCR) and Sanger Sequencing
2022-08-02 | SQTSG | Short QT Syndrome Gene Panel, Varies | 617467 | Result Summary | 50397-9 | Molecular diagnostic overall interpretation:PrThr:Pt:Bld/Tiss:Ord:Molgen | Sequence Capture and Targeted Next-Generation Sequencing followed by Polymerase Chain Reaction (PCR) and Sanger Sequencing
2022-08-02 | SQTSG | Short QT Syndrome Gene Panel, Varies | 617468 | Result | 82939-0 | Genetic variant details:Find:Pt:Bld/Tiss:Nar:Molgen | Sequence Capture and Targeted Next-Generation Sequencing followed by Polymerase Chain Reaction (PCR) and Sanger Sequencing
2022-08-02 | SQTSG | Short QT Syndrome Gene Panel, Varies | 617469 | Interpretation | 69047-9 | Geneticist review:Imp:Pt:XXX:Nar: | Sequence Capture and Targeted Next-Generation Sequencing followed by Polymerase Chain Reaction (PCR) and Sanger Sequencing
2022-08-02 | SQTSG | Short QT Syndrome Gene Panel, Varies | 617471 | Resources | 99622-3 | Resource information for patient:Find:Pt:^Patient:Doc: | Sequence Capture and Targeted Next-Generation Sequencing followed by Polymerase Chain Reaction (PCR) and Sanger Sequencing
2022-08-02 | SCN5A | Brugada Syndrome, SCN5A Full Gene Analysis, Varies | 617453 | Result Summary | 50397-9 | Molecular diagnostic overall interpretation:PrThr:Pt:Bld/Tiss:Ord:Molgen | Sequence Capture and Targeted Next-Generation Sequencing followed by Polymerase Chain Reaction (PCR) and Sanger Sequencing.
2022-08-02 | SCN5A | Brugada Syndrome, SCN5A Full Gene Analysis, Varies | 617454 | Result | 82939-0 | Genetic variant details:Find:Pt:Bld/Tiss:Nar:Molgen | Sequence Capture and Targeted Next-Generation Sequencing followed by Polymerase Chain Reaction (PCR) and Sanger Sequencing.
2022-08-02 | SCN5A | Brugada Syndrome, SCN5A Full Gene Analysis, Varies | 617455 | Interpretation | 69047-9 | Geneticist review:Imp:Pt:XXX:Nar: | Sequence Capture and Targeted Next-Generation Sequencing followed by Polymerase Chain Reaction (PCR) and Sanger Sequencing.
2022-08-02 | SCN5A | Brugada Syndrome, SCN5A Full Gene Analysis, Varies | 617457 | Resources | 99622-3 | Resource information for patient:Find:Pt:^Patient:Doc: | Sequence Capture and Targeted Next-Generation Sequencing followed by Polymerase Chain Reaction (PCR) and Sanger Sequencing.
2022-08-02 | SCN5A | Brugada Syndrome, SCN5A Full Gene Analysis, Varies | 617462 | Released By | 18771-6 | Provider.signing name:Pn:Pt:Report:Nom: | Sequence Capture and Targeted Next-Generation Sequencing followed by Polymerase Chain Reaction (PCR) and Sanger Sequencing.
2022-08-01 | PRKSG | PRKAR1A Full Gene Sequencing with Deletion/Duplication, Varies | 617439 | Result Summary | 50397-9 | Molecular diagnostic overall interpretation:PrThr:Pt:Bld/Tiss:Ord:Molgen | Sequence Capture and Targeted Next-Generation Sequencing followed by Polymerase Chain Reaction (PCR) and Sanger Sequencing
2022-08-01 | PRKSG | PRKAR1A Full Gene Sequencing with Deletion/Duplication, Varies | 617440 | Result | 82939-0 | Genetic variant details:Find:Pt:Bld/Tiss:Nar:Molgen | Sequence Capture and Targeted Next-Generation Sequencing followed by Polymerase Chain Reaction (PCR) and Sanger Sequencing
2022-08-01 | PRKSG | PRKAR1A Full Gene Sequencing with Deletion/Duplication, Varies | 617441 | Interpretation | 69047-9 | Geneticist review:Imp:Pt:XXX:Nar: | Sequence Capture and Targeted Next-Generation Sequencing followed by Polymerase Chain Reaction (PCR) and Sanger Sequencing
2022-08-01 | PRKSG | PRKAR1A Full Gene Sequencing with Deletion/Duplication, Varies | 617443 | Resources | 99622-3 | Resource information for patient:Find:Pt:^Patient:Doc: | Sequence Capture and Targeted Next-Generation Sequencing followed by Polymerase Chain Reaction (PCR) and Sanger Sequencing
2022-08-01 | PRKSG | PRKAR1A Full Gene Sequencing with Deletion/Duplication, Varies | 617448 | Released By | 18771-6 | Provider.signing name:Pn:Pt:Report:Nom: | Sequence Capture and Targeted Next-Generation Sequencing followed by Polymerase Chain Reaction (PCR) and Sanger Sequencing
2022-08-01 | PCDGG | Primary Ciliary Dyskinesia Gene Panel, Varies | 617425 | Result Summary | 50397-9 | Molecular diagnostic overall interpretation:PrThr:Pt:Bld/Tiss:Ord:Molgen | Sequence Capture and Targeted Next-Generation Sequencing followed by Polymerase Chain Reaction (PCR) and Sanger Sequencing.
2022-08-01 | PCDGG | Primary Ciliary Dyskinesia Gene Panel, Varies | 617426 | Result | 82939-0 | Genetic variant details:Find:Pt:Bld/Tiss:Nar:Molgen | Sequence Capture and Targeted Next-Generation Sequencing followed by Polymerase Chain Reaction (PCR) and Sanger Sequencing.
2022-08-01 | PCDGG | Primary Ciliary Dyskinesia Gene Panel, Varies | 617427 | Interpretation | 69047-9 | Geneticist review:Imp:Pt:XXX:Nar: | Sequence Capture and Targeted Next-Generation Sequencing followed by Polymerase Chain Reaction (PCR) and Sanger Sequencing.
2022-08-01 | PCDGG | Primary Ciliary Dyskinesia Gene Panel, Varies | 617429 | Resources | 99622-3 | Resource information for patient:Find:Pt:^Patient:Doc: | Sequence Capture and Targeted Next-Generation Sequencing followed by Polymerase Chain Reaction (PCR) and Sanger Sequencing.
2022-08-01 | PCDGG | Primary Ciliary Dyskinesia Gene Panel, Varies | 617434 | Released By | 18771-6 | Provider.signing name:Pn:Pt:Report:Nom: | Sequence Capture and Targeted Next-Generation Sequencing followed by Polymerase Chain Reaction (PCR) and Sanger Sequencing.
2022-08-01 | OIBFG | Osteogenesis Imperfecta and Bone Fragility Gene Panel, Varies | 617420 | Released By | 18771-6 | Provider.signing name:Pn:Pt:Report:Nom: | Sequence Capture and Targeted Next-Generation Sequencing followed by Polymerase Chain Reaction (PCR) and Sanger Sequencing
2022-08-01 | OIBFG | Osteogenesis Imperfecta and Bone Fragility Gene Panel, Varies | 617411 | Result Summary | 50397-9 | Molecular diagnostic overall interpretation:PrThr:Pt:Bld/Tiss:Ord:Molgen | Sequence Capture and Targeted Next-Generation Sequencing followed by Polymerase Chain Reaction (PCR) and Sanger Sequencing
2022-08-01 | OIBFG | Osteogenesis Imperfecta and Bone Fragility Gene Panel, Varies | 617412 | Result | 82939-0 | Genetic variant details:Find:Pt:Bld/Tiss:Nar:Molgen | Sequence Capture and Targeted Next-Generation Sequencing followed by Polymerase Chain Reaction (PCR) and Sanger Sequencing
2022-08-01 | OIBFG | Osteogenesis Imperfecta and Bone Fragility Gene Panel, Varies | 617413 | Interpretation | 69047-9 | Geneticist review:Imp:Pt:XXX:Nar: | Sequence Capture and Targeted Next-Generation Sequencing followed by Polymerase Chain Reaction (PCR) and Sanger Sequencing
2022-08-01 | OIBFG | Osteogenesis Imperfecta and Bone Fragility Gene Panel, Varies | 617415 | Resources | 99622-3 | Resource information for patient:Find:Pt:^Patient:Doc: | Sequence Capture and Targeted Next-Generation Sequencing followed by Polymerase Chain Reaction (PCR) and Sanger Sequencing
2022-08-01 | NSRGG | Noonan Syndrome and Related Conditions Gene Panel, Varies | 617399 | Interpretation | 69047-9 | Geneticist review:Imp:Pt:XXX:Nar: | Sequence Capture and Targeted Next-Generation Sequencing followed by Polymerase Chain Reaction (PCR) and Sanger Sequencing
2022-08-01 | NSRGG | Noonan Syndrome and Related Conditions Gene Panel, Varies | 617401 | Resources | 99622-3 | Resource information for patient:Find:Pt:^Patient:Doc: | Sequence Capture and Targeted Next-Generation Sequencing followed by Polymerase Chain Reaction (PCR) and Sanger Sequencing
2022-08-01 | NSRGG | Noonan Syndrome and Related Conditions Gene Panel, Varies | 617406 | Released By | 18771-6 | Provider.signing name:Pn:Pt:Report:Nom: | Sequence Capture and Targeted Next-Generation Sequencing followed by Polymerase Chain Reaction (PCR) and Sanger Sequencing
2022-08-01 | MFRGG | Marfan, Loeys-Dietz, and Aortopathy Gene Panel, Varies | 617384 | Result | 82939-0 | Genetic variant details:Find:Pt:Bld/Tiss:Nar:Molgen | Sequence Capture and Targeted Next-Generation Sequencing followed by Polymerase Chain Reaction (PCR) and Sanger Sequencing
2022-08-01 | NSRGG | Noonan Syndrome and Related Conditions Gene Panel, Varies | 617397 | Result Summary | 50397-9 | Molecular diagnostic overall interpretation:PrThr:Pt:Bld/Tiss:Ord:Molgen | Sequence Capture and Targeted Next-Generation Sequencing followed by Polymerase Chain Reaction (PCR) and Sanger Sequencing
2022-08-01 | NSRGG | Noonan Syndrome and Related Conditions Gene Panel, Varies | 617398 | Result | 82939-0 | Genetic variant details:Find:Pt:Bld/Tiss:Nar:Molgen | Sequence Capture and Targeted Next-Generation Sequencing followed by Polymerase Chain Reaction (PCR) and Sanger Sequencing
2022-08-01 | MFRGG | Marfan, Loeys-Dietz, and Aortopathy Gene Panel, Varies | 617392 | Released By | 18771-6 | Provider.signing name:Pn:Pt:Report:Nom: | Sequence Capture and Targeted Next-Generation Sequencing followed by Polymerase Chain Reaction (PCR) and Sanger Sequencing
2022-08-01 | MFRGG | Marfan, Loeys-Dietz, and Aortopathy Gene Panel, Varies | 617383 | Result Summary | 50397-9 | Molecular diagnostic overall interpretation:PrThr:Pt:Bld/Tiss:Ord:Molgen | Sequence Capture and Targeted Next-Generation Sequencing followed by Polymerase Chain Reaction (PCR) and Sanger Sequencing
2022-08-01 | MFRGG | Marfan, Loeys-Dietz, and Aortopathy Gene Panel, Varies | 617385 | Interpretation | 69047-9 | Geneticist review:Imp:Pt:XXX:Nar: | Sequence Capture and Targeted Next-Generation Sequencing followed by Polymerase Chain Reaction (PCR) and Sanger Sequencing
2022-08-01 | MFRGG | Marfan, Loeys-Dietz, and Aortopathy Gene Panel, Varies | 617387 | Resources | 99622-3 | Resource information for patient:Find:Pt:^Patient:Doc: | Sequence Capture and Targeted Next-Generation Sequencing followed by Polymerase Chain Reaction (PCR) and Sanger Sequencing
2022-08-01 | MFBNG | FBN1 Full Gene Sequencing with Deletion/Duplication, Varies | 617369 | Result Summary | 50397-9 | Molecular diagnostic overall interpretation:PrThr:Pt:Bld/Tiss:Ord:Molgen | Sequence Capture and Targeted Next-Generation Sequencing followed by Polymerase Chain Reaction (PCR) and Sanger Sequencing.
2022-08-01 | MFBNG | FBN1 Full Gene Sequencing with Deletion/Duplication, Varies | 617370 | Result | 82939-0 | Genetic variant details:Find:Pt:Bld/Tiss:Nar:Molgen | Sequence Capture and Targeted Next-Generation Sequencing followed by Polymerase Chain Reaction (PCR) and Sanger Sequencing.
2022-08-01 | MFBNG | FBN1 Full Gene Sequencing with Deletion/Duplication, Varies | 617371 | Interpretation | 69047-9 | Geneticist review:Imp:Pt:XXX:Nar: | Sequence Capture and Targeted Next-Generation Sequencing followed by Polymerase Chain Reaction (PCR) and Sanger Sequencing.
2022-08-01 | MFBNG | FBN1 Full Gene Sequencing with Deletion/Duplication, Varies | 617373 | Resources | 99622-3 | Resource information for patient:Find:Pt:^Patient:Doc: | Sequence Capture and Targeted Next-Generation Sequencing followed by Polymerase Chain Reaction (PCR) and Sanger Sequencing.
2022-08-01 | MFBNG | FBN1 Full Gene Sequencing with Deletion/Duplication, Varies | 617378 | Released By | 18771-6 | Provider.signing name:Pn:Pt:Report:Nom: | Sequence Capture and Targeted Next-Generation Sequencing followed by Polymerase Chain Reaction (PCR) and Sanger Sequencing.
2022-07-27 | HYPBG | Hypobetalipoproteinemia Gene Panel, Varies | 617314 | Result | 82939-0 | Genetic variant details:Find:Pt:Bld/Tiss:Nar:Molgen | Sequence Capture and Targeted Next-Generation Sequencing followed by Polymerase Chain Reaction (PCR) and Sanger Sequencing
2022-07-27 | HYPTG | Hypertriglyceridemia Gene Panel, Varies | 617328 | Result | 82939-0 | Genetic variant details:Find:Pt:Bld/Tiss:Nar:Molgen | Sequence Capture and Targeted Next-Generation Sequencing followed by Polymerase Chain Reaction (PCR) and Sanger Sequencing
2022-07-27 | HYPTG | Hypertriglyceridemia Gene Panel, Varies | 617331 | Resources | 99622-3 | Resource information for patient:Find:Pt:^Patient:Doc: | Sequence Capture and Targeted Next-Generation Sequencing followed by Polymerase Chain Reaction (PCR) and Sanger Sequencing
2022-07-27 | LIPOG | Lipodystrophy Gene Panel, Varies | 617350 | Released By | 18771-6 | Provider.signing name:Pn:Pt:Report:Nom: | Sequence Capture and Targeted Next-Generation Sequencing followed by Polymerase Chain Reaction (PCR) and Sanger Sequencing
2022-07-27 | LQTSG | Long QT Syndrome Gene Panel, Varies | 617355 | Result Summary | 50397-9 | Molecular diagnostic overall interpretation:PrThr:Pt:Bld/Tiss:Ord:Molgen | Sequence Capture and Targeted Next-Generation Sequencing followed by Polymerase Chain Reaction (PCR) and Sanger Sequencing.
2022-07-27 | LQTSG | Long QT Syndrome Gene Panel, Varies | 617356 | Result | 82939-0 | Genetic variant details:Find:Pt:Bld/Tiss:Nar:Molgen | Sequence Capture and Targeted Next-Generation Sequencing followed by Polymerase Chain Reaction (PCR) and Sanger Sequencing.
2022-07-27 | LQTSG | Long QT Syndrome Gene Panel, Varies | 617357 | Interpretation | 69047-9 | Geneticist review:Imp:Pt:XXX:Nar: | Sequence Capture and Targeted Next-Generation Sequencing followed by Polymerase Chain Reaction (PCR) and Sanger Sequencing.
2022-07-27 | LQTSG | Long QT Syndrome Gene Panel, Varies | 617359 | Resources | 99622-3 | Resource information for patient:Find:Pt:^Patient:Doc: | Sequence Capture and Targeted Next-Generation Sequencing followed by Polymerase Chain Reaction (PCR) and Sanger Sequencing.
2022-07-27 | LQTSG | Long QT Syndrome Gene Panel, Varies | 617364 | Released By | 18771-6 | Provider.signing name:Pn:Pt:Report:Nom: | Sequence Capture and Targeted Next-Generation Sequencing followed by Polymerase Chain Reaction (PCR) and Sanger Sequencing.
2022-07-27 | HYPTG | Hypertriglyceridemia Gene Panel, Varies | 617327 | Result Summary | 50397-9 | Molecular diagnostic overall interpretation:PrThr:Pt:Bld/Tiss:Ord:Molgen | Sequence Capture and Targeted Next-Generation Sequencing followed by Polymerase Chain Reaction (PCR) and Sanger Sequencing
2022-07-27 | HYPTG | Hypertriglyceridemia Gene Panel, Varies | 617329 | Interpretation | 69047-9 | Geneticist review:Imp:Pt:XXX:Nar: | Sequence Capture and Targeted Next-Generation Sequencing followed by Polymerase Chain Reaction (PCR) and Sanger Sequencing
2022-07-27 | HYPTG | Hypertriglyceridemia Gene Panel, Varies | 617336 | Released By | 18771-6 | Provider.signing name:Pn:Pt:Report:Nom: | Sequence Capture and Targeted Next-Generation Sequencing followed by Polymerase Chain Reaction (PCR) and Sanger Sequencing
2022-07-27 | LIPOG | Lipodystrophy Gene Panel, Varies | 617341 | Result Summary | 50397-9 | Molecular diagnostic overall interpretation:PrThr:Pt:Bld/Tiss:Ord:Molgen | Sequence Capture and Targeted Next-Generation Sequencing followed by Polymerase Chain Reaction (PCR) and Sanger Sequencing
2022-07-27 | LIPOG | Lipodystrophy Gene Panel, Varies | 617342 | Result | 82939-0 | Genetic variant details:Find:Pt:Bld/Tiss:Nar:Molgen | Sequence Capture and Targeted Next-Generation Sequencing followed by Polymerase Chain Reaction (PCR) and Sanger Sequencing
2022-07-27 | LIPOG | Lipodystrophy Gene Panel, Varies | 617343 | Interpretation | 69047-9 | Geneticist review:Imp:Pt:XXX:Nar: | Sequence Capture and Targeted Next-Generation Sequencing followed by Polymerase Chain Reaction (PCR) and Sanger Sequencing
2022-07-27 | LIPOG | Lipodystrophy Gene Panel, Varies | 617345 | Resources | 99622-3 | Resource information for patient:Find:Pt:^Patient:Doc: | Sequence Capture and Targeted Next-Generation Sequencing followed by Polymerase Chain Reaction (PCR) and Sanger Sequencing
2022-07-27 | HYPBG | Hypobetalipoproteinemia Gene Panel, Varies | 617313 | Result Summary | 50397-9 | Molecular diagnostic overall interpretation:PrThr:Pt:Bld/Tiss:Ord:Molgen | Sequence Capture and Targeted Next-Generation Sequencing followed by Polymerase Chain Reaction (PCR) and Sanger Sequencing
2022-07-27 | HYPBG | Hypobetalipoproteinemia Gene Panel, Varies | 617315 | Interpretation | 69047-9 | Geneticist review:Imp:Pt:XXX:Nar: | Sequence Capture and Targeted Next-Generation Sequencing followed by Polymerase Chain Reaction (PCR) and Sanger Sequencing
2022-07-27 | HYPBG | Hypobetalipoproteinemia Gene Panel, Varies | 617317 | Resources | 99622-3 | Resource information for patient:Find:Pt:^Patient:Doc: | Sequence Capture and Targeted Next-Generation Sequencing followed by Polymerase Chain Reaction (PCR) and Sanger Sequencing
2022-07-27 | HYPBG | Hypobetalipoproteinemia Gene Panel, Varies | 617322 | Released By | 18771-6 | Provider.signing name:Pn:Pt:Report:Nom: | Sequence Capture and Targeted Next-Generation Sequencing followed by Polymerase Chain Reaction (PCR) and Sanger Sequencing
2022-07-26 | HCMGG | Hypertrophic Cardiomyopathy Gene Panel, Varies | 617286 | Result | 82939-0 | Genetic variant details:Find:Pt:Bld/Tiss:Nar:Molgen | Sequence Capture and Targeted Next-Generation Sequencing followed by Polymerase Chain Reaction (PCR) and Sanger Sequencing
2022-07-26 | HCMGG | Hypertrophic Cardiomyopathy Gene Panel, Varies | 617287 | Interpretation | 69047-9 | Geneticist review:Imp:Pt:XXX:Nar: | Sequence Capture and Targeted Next-Generation Sequencing followed by Polymerase Chain Reaction (PCR) and Sanger Sequencing
2022-07-26 | HCMGG | Hypertrophic Cardiomyopathy Gene Panel, Varies | 617289 | Resources | 99622-3 | Resource information for patient:Find:Pt:^Patient:Doc: | Sequence Capture and Targeted Next-Generation Sequencing followed by Polymerase Chain Reaction (PCR) and Sanger Sequencing
2022-07-26 | HHTGG | Hereditary Hemorrhagic Telangiectasia and Vascular Malformations Gene Panel, Varies | 617300 | Result | 82939-0 | Genetic variant details:Find:Pt:Bld/Tiss:Nar:Molgen | Sequence Capture and Targeted Next-Generation Sequencing followed by Polymerase Chain Reaction (PCR) and Sanger Sequencing
2022-07-26 | HHTGG | Hereditary Hemorrhagic Telangiectasia and Vascular Malformations Gene Panel, Varies | 617301 | Interpretation | 69047-9 | Geneticist review:Imp:Pt:XXX:Nar: | Sequence Capture and Targeted Next-Generation Sequencing followed by Polymerase Chain Reaction (PCR) and Sanger Sequencing
2022-07-26 | HHTGG | Hereditary Hemorrhagic Telangiectasia and Vascular Malformations Gene Panel, Varies | 617303 | Resources | 99622-3 | Resource information for patient:Find:Pt:^Patient:Doc: | Sequence Capture and Targeted Next-Generation Sequencing followed by Polymerase Chain Reaction (PCR) and Sanger Sequencing
2022-07-26 | HCHLG | Hypercholesterolemia Gene Panel, Varies | 617272 | Result | 82939-0 | Genetic variant details:Find:Pt:Bld/Tiss:Nar:Molgen | Sequence Capture and Targeted Next-Generation Sequencing (NGS) followed by Polymerase Chain Reaction (PCR) and Sanger Sequencing.
2022-07-26 | HCHLG | Hypercholesterolemia Gene Panel, Varies | 617273 | Interpretation | 69047-9 | Geneticist review:Imp:Pt:XXX:Nar: | Sequence Capture and Targeted Next-Generation Sequencing (NGS) followed by Polymerase Chain Reaction (PCR) and Sanger Sequencing.
2022-07-26 | HCHLG | Hypercholesterolemia Gene Panel, Varies | 617275 | Resources | 99622-3 | Resource information for patient:Find:Pt:^Patient:Doc: | Sequence Capture and Targeted Next-Generation Sequencing (NGS) followed by Polymerase Chain Reaction (PCR) and Sanger Sequencing.
2022-07-26 | HHTGG | Hereditary Hemorrhagic Telangiectasia and Vascular Malformations Gene Panel, Varies | 617299 | Result Summary | 50397-9 | Molecular diagnostic overall interpretation:PrThr:Pt:Bld/Tiss:Ord:Molgen | Sequence Capture and Targeted Next-Generation Sequencing followed by Polymerase Chain Reaction (PCR) and Sanger Sequencing
2022-07-26 | HCHLG | Hypercholesterolemia Gene Panel, Varies | 617271 | Result Summary | 50397-9 | Molecular diagnostic overall interpretation:PrThr:Pt:Bld/Tiss:Ord:Molgen | Sequence Capture and Targeted Next-Generation Sequencing (NGS) followed by Polymerase Chain Reaction (PCR) and Sanger Sequencing.
2022-07-26 | HCMGG | Hypertrophic Cardiomyopathy Gene Panel, Varies | 617285 | Result Summary | 50397-9 | Molecular diagnostic overall interpretation:PrThr:Pt:Bld/Tiss:Ord:Molgen | Sequence Capture and Targeted Next-Generation Sequencing followed by Polymerase Chain Reaction (PCR) and Sanger Sequencing
2022-07-26 | HHTGG | Hereditary Hemorrhagic Telangiectasia and Vascular Malformations Gene Panel, Varies | 617308 | Released By | 18771-6 | Provider.signing name:Pn:Pt:Report:Nom: | Sequence Capture and Targeted Next-Generation Sequencing followed by Polymerase Chain Reaction (PCR) and Sanger Sequencing
2022-07-26 | HCHLG | Hypercholesterolemia Gene Panel, Varies | 617280 | Released By | 18771-6 | Provider.signing name:Pn:Pt:Report:Nom: | Sequence Capture and Targeted Next-Generation Sequencing (NGS) followed by Polymerase Chain Reaction (PCR) and Sanger Sequencing.
2022-07-26 | HCMGG | Hypertrophic Cardiomyopathy Gene Panel, Varies | 617294 | Released By | 18771-6 | Provider.signing name:Pn:Pt:Report:Nom: | Sequence Capture and Targeted Next-Generation Sequencing followed by Polymerase Chain Reaction (PCR) and Sanger Sequencing
2022-07-26 | FLACQ | Lactoferrin, Quantitative, Stool | FLACQ | Lactoferrin, QN, Stool | 42924-1 | Lactoferrin:MCnc:Pt:Stool:Qn: | Immunoassay
2022-07-18 | VZIKM | Zika Virus, IgM Antibody Capture ELISA, Serum | VZIKM | Zika Virus MAC-ELISA, IgM, S | 80824-6 | Zika virus Ab.IgM:PrThr:Pt:Ser/Plas:Ord:IA | IgM Antibody Capture Enzyme-Linked Immunosorbent Assay (MAC-ELISA)
2022-07-15 | EDSGG | Ehlers-Danlos Syndrome Gene Panel, Varies | 617257 | Result Summary | 50397-9 | Molecular diagnostic overall interpretation:PrThr:Pt:Bld/Tiss:Ord:Molgen | Sequence Capture and Targeted Next-Generation Sequencing (NGS) followed by Polymerase Chain Reaction (PCR) and Sanger Sequencing
2022-07-15 | EDSGG | Ehlers-Danlos Syndrome Gene Panel, Varies | 617258 | Result | 82939-0 | Genetic variant details:Find:Pt:Bld/Tiss:Nar:Molgen | Sequence Capture and Targeted Next-Generation Sequencing (NGS) followed by Polymerase Chain Reaction (PCR) and Sanger Sequencing
2022-07-15 | EDSGG | Ehlers-Danlos Syndrome Gene Panel, Varies | 617259 | Interpretation | 69047-9 | Geneticist review:Imp:Pt:XXX:Nar: | Sequence Capture and Targeted Next-Generation Sequencing (NGS) followed by Polymerase Chain Reaction (PCR) and Sanger Sequencing
2022-07-15 | EDSGG | Ehlers-Danlos Syndrome Gene Panel, Varies | 617261 | Resources | 99622-3 | Resource information for patient:Find:Pt:^Patient:Doc: | Sequence Capture and Targeted Next-Generation Sequencing (NGS) followed by Polymerase Chain Reaction (PCR) and Sanger Sequencing
2022-07-15 | CHDGG | Congenital Heart Disease Gene Panel, Varies | 617205 | Resources | 99622-3 | Resource information for patient:Find:Pt:^Patient:Doc: | Sequence Capture and Targeted Next-Generation Sequencing followed by Polymerase Chain Reaction (PCR) and Sanger Sequencing
2022-07-15 | CVHBG | Comprehensive Cerebrovascular Gene Panel, Varies | 617229 | Result Summary | 50397-9 | Molecular diagnostic overall interpretation:PrThr:Pt:Bld/Tiss:Ord:Molgen | Sequence Capture and Targeted Next-Generation Sequencing followed by Polymerase Chain Reaction (PCR) and Sanger Sequencing
2022-07-15 | CVHBG | Comprehensive Cerebrovascular Gene Panel, Varies | 617230 | Result | 82939-0 | Genetic variant details:Find:Pt:Bld/Tiss:Nar:Molgen | Sequence Capture and Targeted Next-Generation Sequencing followed by Polymerase Chain Reaction (PCR) and Sanger Sequencing
2022-07-15 | CVHBG | Comprehensive Cerebrovascular Gene Panel, Varies | 617231 | Interpretation | 69047-9 | Geneticist review:Imp:Pt:XXX:Nar: | Sequence Capture and Targeted Next-Generation Sequencing followed by Polymerase Chain Reaction (PCR) and Sanger Sequencing
2022-07-15 | CVHBG | Comprehensive Cerebrovascular Gene Panel, Varies | 617233 | Resources | 99622-3 | Resource information for patient:Find:Pt:^Patient:Doc: | Sequence Capture and Targeted Next-Generation Sequencing followed by Polymerase Chain Reaction (PCR) and Sanger Sequencing
2022-07-15 | DCLNG | Dilated Cardiomyopathy and Left Ventricular Noncompaction Cardiomyopathy Gene Panel, Varies | 617243 | Result Summary | 50397-9 | Molecular diagnostic overall interpretation:PrThr:Pt:Bld/Tiss:Ord:Molgen | Sequence Capture and Targeted Next-Generation Sequencing followed by Polymerase Chain Reaction (PCR) and Sanger Sequencing.
2022-07-15 | DCLNG | Dilated Cardiomyopathy and Left Ventricular Noncompaction Cardiomyopathy Gene Panel, Varies | 617244 | Result | 82939-0 | Genetic variant details:Find:Pt:Bld/Tiss:Nar:Molgen | Sequence Capture and Targeted Next-Generation Sequencing followed by Polymerase Chain Reaction (PCR) and Sanger Sequencing.
2022-07-15 | DCLNG | Dilated Cardiomyopathy and Left Ventricular Noncompaction Cardiomyopathy Gene Panel, Varies | 617245 | Interpretation | 69047-9 | Geneticist review:Imp:Pt:XXX:Nar: | Sequence Capture and Targeted Next-Generation Sequencing followed by Polymerase Chain Reaction (PCR) and Sanger Sequencing.
2022-07-15 | DCLNG | Dilated Cardiomyopathy and Left Ventricular Noncompaction Cardiomyopathy Gene Panel, Varies | 617247 | Resources | 99622-3 | Resource information for patient:Find:Pt:^Patient:Doc: | Sequence Capture and Targeted Next-Generation Sequencing followed by Polymerase Chain Reaction (PCR) and Sanger Sequencing.
2022-07-15 | CHDGG | Congenital Heart Disease Gene Panel, Varies | 617201 | Result Summary | 50397-9 | Molecular diagnostic overall interpretation:PrThr:Pt:Bld/Tiss:Ord:Molgen | Sequence Capture and Targeted Next-Generation Sequencing followed by Polymerase Chain Reaction (PCR) and Sanger Sequencing
2022-07-15 | CHDGG | Congenital Heart Disease Gene Panel, Varies | 617202 | Result | 82939-0 | Genetic variant details:Find:Pt:Bld/Tiss:Nar:Molgen | Sequence Capture and Targeted Next-Generation Sequencing followed by Polymerase Chain Reaction (PCR) and Sanger Sequencing
2022-07-15 | CHDGG | Congenital Heart Disease Gene Panel, Varies | 617203 | Interpretation | 69047-9 | Geneticist review:Imp:Pt:XXX:Nar: | Sequence Capture and Targeted Next-Generation Sequencing followed by Polymerase Chain Reaction (PCR) and Sanger Sequencing
2022-07-15 | EDSGG | Ehlers-Danlos Syndrome Gene Panel, Varies | 617266 | Released By | 18771-6 | Provider.signing name:Pn:Pt:Report:Nom: | Sequence Capture and Targeted Next-Generation Sequencing (NGS) followed by Polymerase Chain Reaction (PCR) and Sanger Sequencing
2022-07-15 | CHDGG | Congenital Heart Disease Gene Panel, Varies | 617210 | Released By | 18771-6 | Provider.signing name:Pn:Pt:Report:Nom: | Sequence Capture and Targeted Next-Generation Sequencing followed by Polymerase Chain Reaction (PCR) and Sanger Sequencing
2022-07-15 | CVHBG | Comprehensive Cerebrovascular Gene Panel, Varies | 617238 | Released By | 18771-6 | Provider.signing name:Pn:Pt:Report:Nom: | Sequence Capture and Targeted Next-Generation Sequencing followed by Polymerase Chain Reaction (PCR) and Sanger Sequencing
2022-07-15 | DCLNG | Dilated Cardiomyopathy and Left Ventricular Noncompaction Cardiomyopathy Gene Panel, Varies | 617252 | Released By | 18771-6 | Provider.signing name:Pn:Pt:Report:Nom: | Sequence Capture and Targeted Next-Generation Sequencing followed by Polymerase Chain Reaction (PCR) and Sanger Sequencing.
2022-07-15 | CARGG | Comprehensive Arrhythmia Gene Panel, Varies | 617174 | Result | 82939-0 | Genetic variant details:Find:Pt:Bld/Tiss:Nar:Molgen | Sequence Capture and Targeted Next-Generation Sequencing followed by Polymerase Chain Reaction (PCR) and Sanger Sequencing
2022-07-15 | CCMGG | Comprehensive Cardiomyopathy Gene Panel, Varies | 617187 | Result Summary | 50397-9 | Molecular diagnostic overall interpretation:PrThr:Pt:Bld/Tiss:Ord:Molgen | Sequence Capture and Targeted Next-Generation Sequencing followed by Polymerase Chain Reaction (PCR) and Sanger Sequencing.
2022-07-15 | CCMGG | Comprehensive Cardiomyopathy Gene Panel, Varies | 617188 | Result | 82939-0 | Genetic variant details:Find:Pt:Bld/Tiss:Nar:Molgen | Sequence Capture and Targeted Next-Generation Sequencing followed by Polymerase Chain Reaction (PCR) and Sanger Sequencing.
2022-07-15 | CCMGG | Comprehensive Cardiomyopathy Gene Panel, Varies | 617189 | Interpretation | 69047-9 | Geneticist review:Imp:Pt:XXX:Nar: | Sequence Capture and Targeted Next-Generation Sequencing followed by Polymerase Chain Reaction (PCR) and Sanger Sequencing.
2022-07-15 | CCMGG | Comprehensive Cardiomyopathy Gene Panel, Varies | 617191 | Resources | 99622-3 | Resource information for patient:Find:Pt:^Patient:Doc: | Sequence Capture and Targeted Next-Generation Sequencing followed by Polymerase Chain Reaction (PCR) and Sanger Sequencing.
2022-07-15 | CCMGG | Comprehensive Cardiomyopathy Gene Panel, Varies | 617196 | Released By | 18771-6 | Provider.signing name:Pn:Pt:Report:Nom: | Sequence Capture and Targeted Next-Generation Sequencing followed by Polymerase Chain Reaction (PCR) and Sanger Sequencing.
2022-07-15 | CARGG | Comprehensive Arrhythmia Gene Panel, Varies | 617173 | Result Summary | 50397-9 | Molecular diagnostic overall interpretation:PrThr:Pt:Bld/Tiss:Ord:Molgen | Sequence Capture and Targeted Next-Generation Sequencing followed by Polymerase Chain Reaction (PCR) and Sanger Sequencing
2022-07-15 | CARGG | Comprehensive Arrhythmia Gene Panel, Varies | 617175 | Interpretation | 69047-9 | Geneticist review:Imp:Pt:XXX:Nar: | Sequence Capture and Targeted Next-Generation Sequencing followed by Polymerase Chain Reaction (PCR) and Sanger Sequencing
2022-07-15 | CARGG | Comprehensive Arrhythmia Gene Panel, Varies | 617177 | Resources | 99622-3 | Resource information for patient:Find:Pt:^Patient:Doc: | Sequence Capture and Targeted Next-Generation Sequencing followed by Polymerase Chain Reaction (PCR) and Sanger Sequencing
2022-07-15 | CARGG | Comprehensive Arrhythmia Gene Panel, Varies | 617182 | Released By | 18771-6 | Provider.signing name:Pn:Pt:Report:Nom: | Sequence Capture and Targeted Next-Generation Sequencing followed by Polymerase Chain Reaction (PCR) and Sanger Sequencing
2022-07-14 | CPVTG | Catecholaminergic Polymorphic Ventricular Tachycardia Gene Panel, Varies | 617219 | Resources | 99622-3 | Resource information for patient:Find:Pt:^Patient:Doc: | Sequence Capture and Targeted Next-Generation Sequencing followed by Polymerase Chain Reaction (PCR) and Sanger Sequencing
2022-07-14 | CPVTG | Catecholaminergic Polymorphic Ventricular Tachycardia Gene Panel, Varies | 617224 | Released By | 18771-6 | Provider.signing name:Pn:Pt:Report:Nom: | Sequence Capture and Targeted Next-Generation Sequencing followed by Polymerase Chain Reaction (PCR) and Sanger Sequencing
2022-07-14 | CPVTG | Catecholaminergic Polymorphic Ventricular Tachycardia Gene Panel, Varies | 617212 | Test Description | 62364-5 | Test performance information:Find:Pt:XXX:Nar: | Sequence Capture and Targeted Next-Generation Sequencing followed by Polymerase Chain Reaction (PCR) and Sanger Sequencing
2022-07-14 | CPVTG | Catecholaminergic Polymorphic Ventricular Tachycardia Gene Panel, Varies | 617215 | Result Summary | 50397-9 | Molecular diagnostic overall interpretation:PrThr:Pt:Bld/Tiss:Ord:Molgen | Sequence Capture and Targeted Next-Generation Sequencing followed by Polymerase Chain Reaction (PCR) and Sanger Sequencing
2022-07-14 | CPVTG | Catecholaminergic Polymorphic Ventricular Tachycardia Gene Panel, Varies | 617216 | Result | 82939-0 | Genetic variant details:Find:Pt:Bld/Tiss:Nar:Molgen | Sequence Capture and Targeted Next-Generation Sequencing followed by Polymerase Chain Reaction (PCR) and Sanger Sequencing
2022-07-14 | CPVTG | Catecholaminergic Polymorphic Ventricular Tachycardia Gene Panel, Varies | 617217 | Interpretation | 69047-9 | Geneticist review:Imp:Pt:XXX:Nar: | Sequence Capture and Targeted Next-Generation Sequencing followed by Polymerase Chain Reaction (PCR) and Sanger Sequencing
2022-07-14 | CAORG | Comprehensive Marfan, Loeys-Dietz, Ehlers-Danlos, and Aortopathy Gene Panel, Varies | 617168 | Released By | 18771-6 | Provider.signing name:Pn:Pt:Report:Nom: | Sequence Capture and Targeted Next-Generation Sequencing followed by Polymerase Chain Reaction (PCR) and Sanger Sequencing.
2022-07-14 | CACMG | Comprehensive Arrhythmia and Cardiomyopathy Gene Panel, Varies | 617154 | Released By | 18771-6 | Provider.signing name:Pn:Pt:Report:Nom: | Sequence Capture and Targeted Next-Generation Sequencing followed by Polymerase Chain Reaction (PCR) and Sanger Sequencing.
2022-07-14 | CAORG | Comprehensive Marfan, Loeys-Dietz, Ehlers-Danlos, and Aortopathy Gene Panel, Varies | 617156 | Test Description | 62364-5 | Test performance information:Find:Pt:XXX:Nar: | Sequence Capture and Targeted Next-Generation Sequencing followed by Polymerase Chain Reaction (PCR) and Sanger Sequencing.
2022-07-14 | CAORG | Comprehensive Marfan, Loeys-Dietz, Ehlers-Danlos, and Aortopathy Gene Panel, Varies | 617159 | Result Summary | 50397-9 | Molecular diagnostic overall interpretation:PrThr:Pt:Bld/Tiss:Ord:Molgen | Sequence Capture and Targeted Next-Generation Sequencing followed by Polymerase Chain Reaction (PCR) and Sanger Sequencing.
2022-07-14 | CAORG | Comprehensive Marfan, Loeys-Dietz, Ehlers-Danlos, and Aortopathy Gene Panel, Varies | 617160 | Result | 82939-0 | Genetic variant details:Find:Pt:Bld/Tiss:Nar:Molgen | Sequence Capture and Targeted Next-Generation Sequencing followed by Polymerase Chain Reaction (PCR) and Sanger Sequencing.
2022-07-14 | CAORG | Comprehensive Marfan, Loeys-Dietz, Ehlers-Danlos, and Aortopathy Gene Panel, Varies | 617161 | Interpretation | 69047-9 | Geneticist review:Imp:Pt:XXX:Nar: | Sequence Capture and Targeted Next-Generation Sequencing followed by Polymerase Chain Reaction (PCR) and Sanger Sequencing.
2022-07-14 | CAORG | Comprehensive Marfan, Loeys-Dietz, Ehlers-Danlos, and Aortopathy Gene Panel, Varies | 617163 | Resources | 99622-3 | Resource information for patient:Find:Pt:^Patient:Doc: | Sequence Capture and Targeted Next-Generation Sequencing followed by Polymerase Chain Reaction (PCR) and Sanger Sequencing.
2022-07-14 | ARVGG | Arrhythmogenic Cardiomyopathy Gene Panel, Varies | 617140 | Released By | 18771-6 | Provider.signing name:Pn:Pt:Report:Nom: | Sequence Capture and Targeted Next-Generation Sequencing followed by Polymerase Chain Reaction (PCR) and Sanger Sequencing
2022-07-14 | CACMG | Comprehensive Arrhythmia and Cardiomyopathy Gene Panel, Varies | 617142 | Test Description | 62364-5 | Test performance information:Find:Pt:XXX:Nar: | Sequence Capture and Targeted Next-Generation Sequencing followed by Polymerase Chain Reaction (PCR) and Sanger Sequencing.
2022-07-14 | CACMG | Comprehensive Arrhythmia and Cardiomyopathy Gene Panel, Varies | 617145 | Result Summary | 50397-9 | Molecular diagnostic overall interpretation:PrThr:Pt:Bld/Tiss:Ord:Molgen | Sequence Capture and Targeted Next-Generation Sequencing followed by Polymerase Chain Reaction (PCR) and Sanger Sequencing.
2022-07-14 | CACMG | Comprehensive Arrhythmia and Cardiomyopathy Gene Panel, Varies | 617146 | Result | 82939-0 | Genetic variant details:Find:Pt:Bld/Tiss:Nar:Molgen | Sequence Capture and Targeted Next-Generation Sequencing followed by Polymerase Chain Reaction (PCR) and Sanger Sequencing.
2022-07-14 | CACMG | Comprehensive Arrhythmia and Cardiomyopathy Gene Panel, Varies | 617147 | Interpretation | 69047-9 | Geneticist review:Imp:Pt:XXX:Nar: | Sequence Capture and Targeted Next-Generation Sequencing followed by Polymerase Chain Reaction (PCR) and Sanger Sequencing.
2022-07-14 | CACMG | Comprehensive Arrhythmia and Cardiomyopathy Gene Panel, Varies | 617149 | Resources | 99622-3 | Resource information for patient:Find:Pt:^Patient:Doc: | Sequence Capture and Targeted Next-Generation Sequencing followed by Polymerase Chain Reaction (PCR) and Sanger Sequencing.
2022-07-14 | ARVGG | Arrhythmogenic Cardiomyopathy Gene Panel, Varies | 617128 | Test Description | 62364-5 | Test performance information:Find:Pt:XXX:Nar: | Sequence Capture and Targeted Next-Generation Sequencing followed by Polymerase Chain Reaction (PCR) and Sanger Sequencing
2022-07-14 | ARVGG | Arrhythmogenic Cardiomyopathy Gene Panel, Varies | 617131 | Result Summary | 50397-9 | Molecular diagnostic overall interpretation:PrThr:Pt:Bld/Tiss:Ord:Molgen | Sequence Capture and Targeted Next-Generation Sequencing followed by Polymerase Chain Reaction (PCR) and Sanger Sequencing
2022-07-14 | ARVGG | Arrhythmogenic Cardiomyopathy Gene Panel, Varies | 617132 | Result | 82939-0 | Genetic variant details:Find:Pt:Bld/Tiss:Nar:Molgen | Sequence Capture and Targeted Next-Generation Sequencing followed by Polymerase Chain Reaction (PCR) and Sanger Sequencing
2022-07-14 | ARVGG | Arrhythmogenic Cardiomyopathy Gene Panel, Varies | 617133 | Interpretation | 69047-9 | Geneticist review:Imp:Pt:XXX:Nar: | Sequence Capture and Targeted Next-Generation Sequencing followed by Polymerase Chain Reaction (PCR) and Sanger Sequencing
2022-07-14 | ARVGG | Arrhythmogenic Cardiomyopathy Gene Panel, Varies | 617135 | Resources | 99622-3 | Resource information for patient:Find:Pt:^Patient:Doc: | Sequence Capture and Targeted Next-Generation Sequencing followed by Polymerase Chain Reaction (PCR) and Sanger Sequencing
2022-07-12 | PETH | Phosphatidylethanol Confirmation, Blood | 617481 | PEth 16:0/18:1 (POPEth) by LC-MS/MS | 97607-6 | Phosphatidylethanol 16:0-18:1:MCnc:Pt:Bld:Qn: | Liquid Chromatography Tandem Mass Spectrometry (LC-MS/MS)
2022-07-12 | PETH | Phosphatidylethanol Confirmation, Blood | 617482 | PEth 16:0/18:2 (PLPEth) by LC-MS/MS | 97606-8 | Phosphatidylethanol 16:0-18:2:MCnc:Pt:Bld:Qn: | Liquid Chromatography Tandem Mass Spectrometry (LC-MS/MS)
2022-07-11 | FMNPP | Motor Neuropathy Panel | Z6250 | Monoclonal Protein | Not Provided |  | Semi-Quantitative Enzyme-Linked Immunosorbent Assay Quantitative Immunoturbidimetry Quantitative Capillary Electrophoresis Qualitative Immunofixation Electrophoresis Colorimetric Assay
2022-07-01 | C1INF | C1 Esterase Inhibitor, Functional, Serum | C1INF | C1 Esterase Inhib, Functional, S | 48494-9 | Complement C1 esterase inhibitor actual/Normal:RelCCnc:Pt:Ser/Plas:Qn: | Enzyme Immunoassay (EIA)
2022-07-01 | CMITO | Combined Mitochondrial Full Genome and Nuclear Gene Panel, Varies | 617114 | Disclaimer | 62364-5 | Test performance information:Find:Pt:XXX:Nar: | Sequence Capture and Targeted Next-Generation Sequencing (NGS) followed by Polymerase Chain Reaction (PCR) and Sanger Sequencing
2022-07-01 | CMITO | Combined Mitochondrial Full Genome and Nuclear Gene Panel, Varies | 617104 | Test Description | 62364-5 | Test performance information:Find:Pt:XXX:Nar: | Sequence Capture and Targeted Next-Generation Sequencing (NGS) followed by Polymerase Chain Reaction (PCR) and Sanger Sequencing
2022-07-01 | CMITO | Combined Mitochondrial Full Genome and Nuclear Gene Panel, Varies | 617105 | Specimen | 31208-2 | Specimen source:Prid:Pt:XXX:Nom: | Sequence Capture and Targeted Next-Generation Sequencing (NGS) followed by Polymerase Chain Reaction (PCR) and Sanger Sequencing
2022-07-01 | CMITO | Combined Mitochondrial Full Genome and Nuclear Gene Panel, Varies | 617106 | Source | 31208-2 | Specimen source:Prid:Pt:XXX:Nom: | Sequence Capture and Targeted Next-Generation Sequencing (NGS) followed by Polymerase Chain Reaction (PCR) and Sanger Sequencing
2022-07-01 | CMITO | Combined Mitochondrial Full Genome and Nuclear Gene Panel, Varies | 617107 | Result Summary | 50397-9 | Molecular diagnostic overall interpretation:PrThr:Pt:Bld/Tiss:Ord:Molgen | Sequence Capture and Targeted Next-Generation Sequencing (NGS) followed by Polymerase Chain Reaction (PCR) and Sanger Sequencing
2022-07-01 | CMITO | Combined Mitochondrial Full Genome and Nuclear Gene Panel, Varies | 617108 | Result | 82939-0 | Genetic variant details:Find:Pt:Bld/Tiss:Nar:Molgen | Sequence Capture and Targeted Next-Generation Sequencing (NGS) followed by Polymerase Chain Reaction (PCR) and Sanger Sequencing
2022-07-01 | CMITO | Combined Mitochondrial Full Genome and Nuclear Gene Panel, Varies | 617109 | Interpretation | 69047-9 | Geneticist review:Imp:Pt:XXX:Nar: | Sequence Capture and Targeted Next-Generation Sequencing (NGS) followed by Polymerase Chain Reaction (PCR) and Sanger Sequencing
2022-07-01 | CMITO | Combined Mitochondrial Full Genome and Nuclear Gene Panel, Varies | 617110 | Resources | 99622-3 | Resource information for patient:Find:Pt:^Patient:Doc: | Sequence Capture and Targeted Next-Generation Sequencing (NGS) followed by Polymerase Chain Reaction (PCR) and Sanger Sequencing
2022-07-01 | CMITO | Combined Mitochondrial Full Genome and Nuclear Gene Panel, Varies | 617111 | Additional Information | 48767-8 | Annotation comment:Imp:Pt:{system}:Nar: | Sequence Capture and Targeted Next-Generation Sequencing (NGS) followed by Polymerase Chain Reaction (PCR) and Sanger Sequencing
2022-07-01 | CMITO | Combined Mitochondrial Full Genome and Nuclear Gene Panel, Varies | 617112 | Method | 85069-3 | Lab test method:Type:Pt:Specimen:Nom:* | Sequence Capture and Targeted Next-Generation Sequencing (NGS) followed by Polymerase Chain Reaction (PCR) and Sanger Sequencing
2022-07-01 | CMITO | Combined Mitochondrial Full Genome and Nuclear Gene Panel, Varies | 617113 | Genes Analyzed | 48018-6 | Gene identifier:ID:Pt:Bld/Tiss:Nom: | Sequence Capture and Targeted Next-Generation Sequencing (NGS) followed by Polymerase Chain Reaction (PCR) and Sanger Sequencing
2022-07-01 | CMITO | Combined Mitochondrial Full Genome and Nuclear Gene Panel, Varies | 617115 | Released By | 18771-6 | Provider.signing name:Pn:Pt:Report:Nom: | Sequence Capture and Targeted Next-Generation Sequencing (NGS) followed by Polymerase Chain Reaction (PCR) and Sanger Sequencing
2022-07-01 | NMITO | Nuclear Mitochondrial Gene Panel, Next-Generation Sequencing, Varies | 617101 | Disclaimer | 62364-5 | Test performance information:Find:Pt:XXX:Nar: | Sequence Capture and Targeted Next-Generation Sequencing (NGS) followed by Polymerase Chain Reaction (PCR) and Sanger Sequencing
2022-07-01 | NMITO | Nuclear Mitochondrial Gene Panel, Next-Generation Sequencing, Varies | 617102 | Released By | 18771-6 | Provider.signing name:Pn:Pt:Report:Nom: | Sequence Capture and Targeted Next-Generation Sequencing (NGS) followed by Polymerase Chain Reaction (PCR) and Sanger Sequencing
2022-07-01 | NMITO | Nuclear Mitochondrial Gene Panel, Next-Generation Sequencing, Varies | 617091 | Test Description | 62364-5 | Test performance information:Find:Pt:XXX:Nar: | Sequence Capture and Targeted Next-Generation Sequencing (NGS) followed by Polymerase Chain Reaction (PCR) and Sanger Sequencing
2022-07-01 | NMITO | Nuclear Mitochondrial Gene Panel, Next-Generation Sequencing, Varies | 617092 | Specimen | 31208-2 | Specimen source:Prid:Pt:XXX:Nom: | Sequence Capture and Targeted Next-Generation Sequencing (NGS) followed by Polymerase Chain Reaction (PCR) and Sanger Sequencing
2022-07-01 | NMITO | Nuclear Mitochondrial Gene Panel, Next-Generation Sequencing, Varies | 617093 | Source | 31208-2 | Specimen source:Prid:Pt:XXX:Nom: | Sequence Capture and Targeted Next-Generation Sequencing (NGS) followed by Polymerase Chain Reaction (PCR) and Sanger Sequencing
2022-07-01 | NMITO | Nuclear Mitochondrial Gene Panel, Next-Generation Sequencing, Varies | 617094 | Result Summary | 50397-9 | Molecular diagnostic overall interpretation:PrThr:Pt:Bld/Tiss:Ord:Molgen | Sequence Capture and Targeted Next-Generation Sequencing (NGS) followed by Polymerase Chain Reaction (PCR) and Sanger Sequencing
2022-07-01 | NMITO | Nuclear Mitochondrial Gene Panel, Next-Generation Sequencing, Varies | 617095 | Result | 82939-0 | Genetic variant details:Find:Pt:Bld/Tiss:Nar:Molgen | Sequence Capture and Targeted Next-Generation Sequencing (NGS) followed by Polymerase Chain Reaction (PCR) and Sanger Sequencing
2022-07-01 | NMITO | Nuclear Mitochondrial Gene Panel, Next-Generation Sequencing, Varies | 617096 | Interpretation | 69047-9 | Geneticist review:Imp:Pt:XXX:Nar: | Sequence Capture and Targeted Next-Generation Sequencing (NGS) followed by Polymerase Chain Reaction (PCR) and Sanger Sequencing
2022-07-01 | NMITO | Nuclear Mitochondrial Gene Panel, Next-Generation Sequencing, Varies | 617097 | Resources | 99622-3 | Resource information for patient:Find:Pt:^Patient:Doc: | Sequence Capture and Targeted Next-Generation Sequencing (NGS) followed by Polymerase Chain Reaction (PCR) and Sanger Sequencing
2022-07-01 | NMITO | Nuclear Mitochondrial Gene Panel, Next-Generation Sequencing, Varies | 617098 | Additional Information | 48767-8 | Annotation comment:Imp:Pt:{system}:Nar: | Sequence Capture and Targeted Next-Generation Sequencing (NGS) followed by Polymerase Chain Reaction (PCR) and Sanger Sequencing
2022-07-01 | NMITO | Nuclear Mitochondrial Gene Panel, Next-Generation Sequencing, Varies | 617099 | Method | 85069-3 | Lab test method:Type:Pt:Specimen:Nom:* | Sequence Capture and Targeted Next-Generation Sequencing (NGS) followed by Polymerase Chain Reaction (PCR) and Sanger Sequencing
2022-07-01 | NMITO | Nuclear Mitochondrial Gene Panel, Next-Generation Sequencing, Varies | 617100 | Genes Analyzed | 48018-6 | Gene identifier:ID:Pt:Bld/Tiss:Nom: | Sequence Capture and Targeted Next-Generation Sequencing (NGS) followed by Polymerase Chain Reaction (PCR) and Sanger Sequencing
2022-06-29 | NEPHP | Comprehensive Nephrology Gene Panel, Varies | 618098 | Disclaimer | 62364-5 | Test performance information:Find:Pt:XXX:Nar: | Sequence Capture and Amplicon-Based Next-Generation Sequencing (NGS)
2022-06-29 | NEPHP | Comprehensive Nephrology Gene Panel, Varies | 618099 | Released By | 18771-6 | Provider.signing name:Pn:Pt:Report:Nom: | Sequence Capture and Amplicon-Based Next-Generation Sequencing (NGS)
2022-06-29 | NEPHP | Comprehensive Nephrology Gene Panel, Varies | 618087 | Test Description | 62364-5 | Test performance information:Find:Pt:XXX:Nar: | Sequence Capture and Amplicon-Based Next-Generation Sequencing (NGS)
2022-06-29 | NEPHP | Comprehensive Nephrology Gene Panel, Varies | 618088 | Specimen | 31208-2 | Specimen source:Prid:Pt:XXX:Nom: | Sequence Capture and Amplicon-Based Next-Generation Sequencing (NGS)
2022-06-29 | NEPHP | Comprehensive Nephrology Gene Panel, Varies | 618089 | Source | 31208-2 | Specimen source:Prid:Pt:XXX:Nom: | Sequence Capture and Amplicon-Based Next-Generation Sequencing (NGS)
2022-06-29 | NEPHP | Comprehensive Nephrology Gene Panel, Varies | 618090 | Result Summary | 50397-9 | Molecular diagnostic overall interpretation:PrThr:Pt:Bld/Tiss:Ord:Molgen | Sequence Capture and Amplicon-Based Next-Generation Sequencing (NGS)
2022-06-29 | NEPHP | Comprehensive Nephrology Gene Panel, Varies | 618091 | Result | 82939-0 | Genetic variant details:Find:Pt:Bld/Tiss:Nar:Molgen | Sequence Capture and Amplicon-Based Next-Generation Sequencing (NGS)
2022-06-29 | NEPHP | Comprehensive Nephrology Gene Panel, Varies | 618092 | Interpretation | 69047-9 | Geneticist review:Imp:Pt:XXX:Nar: | Sequence Capture and Amplicon-Based Next-Generation Sequencing (NGS)
2022-06-29 | NEPHP | Comprehensive Nephrology Gene Panel, Varies | 618094 | Resources | 99622-3 | Resource information for patient:Find:Pt:^Patient:Doc: | Sequence Capture and Amplicon-Based Next-Generation Sequencing (NGS)
2022-06-29 | NEPHP | Comprehensive Nephrology Gene Panel, Varies | 618095 | Additional Information | 48767-8 | Annotation comment:Imp:Pt:{system}:Nar: | Sequence Capture and Amplicon-Based Next-Generation Sequencing (NGS)
2022-06-29 | NEPHP | Comprehensive Nephrology Gene Panel, Varies | 618096 | Method | 85069-3 | Lab test method:Type:Pt:Specimen:Nom:* | Sequence Capture and Amplicon-Based Next-Generation Sequencing (NGS)
2022-06-29 | NEPHP | Comprehensive Nephrology Gene Panel, Varies | 618097 | Genes Analyzed | 48018-6 | Gene identifier:ID:Pt:Bld/Tiss:Nom: | Sequence Capture and Amplicon-Based Next-Generation Sequencing (NGS)
2022-06-28 | AHUGP | Atypical Hemolytic Uremic Syndrome (aHUS)/Thrombotic Microangiopathy (TMA) /Complement 3 Glomerulopathy (C3G) Gene Panel, Varies | 618017 | Test Description | 62364-5 | Test performance information:Find:Pt:XXX:Nar: | Sequence Capture and Amplicon-Based Next-Generation Sequencing (NGS)
2022-06-28 | AHUGP | Atypical Hemolytic Uremic Syndrome (aHUS)/Thrombotic Microangiopathy (TMA) /Complement 3 Glomerulopathy (C3G) Gene Panel, Varies | 618018 | Specimen | 31208-2 | Specimen source:Prid:Pt:XXX:Nom: | Sequence Capture and Amplicon-Based Next-Generation Sequencing (NGS)
2022-06-28 | AHUGP | Atypical Hemolytic Uremic Syndrome (aHUS)/Thrombotic Microangiopathy (TMA) /Complement 3 Glomerulopathy (C3G) Gene Panel, Varies | 618019 | Source | 31208-2 | Specimen source:Prid:Pt:XXX:Nom: | Sequence Capture and Amplicon-Based Next-Generation Sequencing (NGS)
2022-06-28 | AHUGP | Atypical Hemolytic Uremic Syndrome (aHUS)/Thrombotic Microangiopathy (TMA) /Complement 3 Glomerulopathy (C3G) Gene Panel, Varies | 618020 | Result Summary | 50397-9 | Molecular diagnostic overall interpretation:PrThr:Pt:Bld/Tiss:Ord:Molgen | Sequence Capture and Amplicon-Based Next-Generation Sequencing (NGS)
2022-06-28 | AHUGP | Atypical Hemolytic Uremic Syndrome (aHUS)/Thrombotic Microangiopathy (TMA) /Complement 3 Glomerulopathy (C3G) Gene Panel, Varies | 618021 | Result | 82939-0 | Genetic variant details:Find:Pt:Bld/Tiss:Nar:Molgen | Sequence Capture and Amplicon-Based Next-Generation Sequencing (NGS)
2022-06-28 | AHUGP | Atypical Hemolytic Uremic Syndrome (aHUS)/Thrombotic Microangiopathy (TMA) /Complement 3 Glomerulopathy (C3G) Gene Panel, Varies | 618022 | Interpretation | 69047-9 | Geneticist review:Imp:Pt:XXX:Nar: | Sequence Capture and Amplicon-Based Next-Generation Sequencing (NGS)
2022-06-28 | AHUGP | Atypical Hemolytic Uremic Syndrome (aHUS)/Thrombotic Microangiopathy (TMA) /Complement 3 Glomerulopathy (C3G) Gene Panel, Varies | 618024 | Resources | 99622-3 | Resource information for patient:Find:Pt:^Patient:Doc: | Sequence Capture and Amplicon-Based Next-Generation Sequencing (NGS)
2022-06-28 | AHUGP | Atypical Hemolytic Uremic Syndrome (aHUS)/Thrombotic Microangiopathy (TMA) /Complement 3 Glomerulopathy (C3G) Gene Panel, Varies | 618025 | Additional Information | 48767-8 | Annotation comment:Imp:Pt:{system}:Nar: | Sequence Capture and Amplicon-Based Next-Generation Sequencing (NGS)
2022-06-28 | AHUGP | Atypical Hemolytic Uremic Syndrome (aHUS)/Thrombotic Microangiopathy (TMA) /Complement 3 Glomerulopathy (C3G) Gene Panel, Varies | 618026 | Method | 85069-3 | Lab test method:Type:Pt:Specimen:Nom:* | Sequence Capture and Amplicon-Based Next-Generation Sequencing (NGS)
2022-06-28 | AHUGP | Atypical Hemolytic Uremic Syndrome (aHUS)/Thrombotic Microangiopathy (TMA) /Complement 3 Glomerulopathy (C3G) Gene Panel, Varies | 618027 | Genes Analyzed | 48018-6 | Gene identifier:ID:Pt:Bld/Tiss:Nom: | Sequence Capture and Amplicon-Based Next-Generation Sequencing (NGS)
2022-06-28 | AHUGP | Atypical Hemolytic Uremic Syndrome (aHUS)/Thrombotic Microangiopathy (TMA) /Complement 3 Glomerulopathy (C3G) Gene Panel, Varies | 618028 | Disclaimer | 62364-5 | Test performance information:Find:Pt:XXX:Nar: | Sequence Capture and Amplicon-Based Next-Generation Sequencing (NGS)
2022-06-28 | AHUGP | Atypical Hemolytic Uremic Syndrome (aHUS)/Thrombotic Microangiopathy (TMA) /Complement 3 Glomerulopathy (C3G) Gene Panel, Varies | 618029 | Released By | 18771-6 | Provider.signing name:Pn:Pt:Report:Nom: | Sequence Capture and Amplicon-Based Next-Generation Sequencing (NGS)
2022-06-28 | ADPKP | Focused Autosomal Dominant Polycystic Kidney Disease Gene Panel, Varies | 618006 | Result Summary | 50397-9 | Molecular diagnostic overall interpretation:PrThr:Pt:Bld/Tiss:Ord:Molgen | Sequence Capture and Amplicon-Based Next-Generation Sequencing (NGS)
2022-06-28 | ADPKP | Focused Autosomal Dominant Polycystic Kidney Disease Gene Panel, Varies | 618007 | Result | 82939-0 | Genetic variant details:Find:Pt:Bld/Tiss:Nar:Molgen | Sequence Capture and Amplicon-Based Next-Generation Sequencing (NGS)
2022-06-28 | ADPKP | Focused Autosomal Dominant Polycystic Kidney Disease Gene Panel, Varies | 618008 | Interpretation | 69047-9 | Geneticist review:Imp:Pt:XXX:Nar: | Sequence Capture and Amplicon-Based Next-Generation Sequencing (NGS)
2022-06-28 | ADPKP | Focused Autosomal Dominant Polycystic Kidney Disease Gene Panel, Varies | 618010 | Resources | 99622-3 | Resource information for patient:Find:Pt:^Patient:Doc: | Sequence Capture and Amplicon-Based Next-Generation Sequencing (NGS)
2022-06-28 | ADPKP | Focused Autosomal Dominant Polycystic Kidney Disease Gene Panel, Varies | 618011 | Additional Information | 48767-8 | Annotation comment:Imp:Pt:{system}:Nar: | Sequence Capture and Amplicon-Based Next-Generation Sequencing (NGS)
2022-06-28 | ADPKP | Focused Autosomal Dominant Polycystic Kidney Disease Gene Panel, Varies | 618012 | Method | 85069-3 | Lab test method:Type:Pt:Specimen:Nom:* | Sequence Capture and Amplicon-Based Next-Generation Sequencing (NGS)
2022-06-28 | ADPKP | Focused Autosomal Dominant Polycystic Kidney Disease Gene Panel, Varies | 618013 | Genes Analyzed | 48018-6 | Gene identifier:ID:Pt:Bld/Tiss:Nom: | Sequence Capture and Amplicon-Based Next-Generation Sequencing (NGS)
2022-06-28 | ADPKP | Focused Autosomal Dominant Polycystic Kidney Disease Gene Panel, Varies | 618015 | Released By | 18771-6 | Provider.signing name:Pn:Pt:Report:Nom: | Sequence Capture and Amplicon-Based Next-Generation Sequencing (NGS)
2022-06-28 | ADPKP | Focused Autosomal Dominant Polycystic Kidney Disease Gene Panel, Varies | 618004 | Specimen | 31208-2 | Specimen source:Prid:Pt:XXX:Nom: | Sequence Capture and Amplicon-Based Next-Generation Sequencing (NGS)
2022-06-28 | ADPKP | Focused Autosomal Dominant Polycystic Kidney Disease Gene Panel, Varies | 618005 | Source | 31208-2 | Specimen source:Prid:Pt:XXX:Nom: | Sequence Capture and Amplicon-Based Next-Generation Sequencing (NGS)
2022-06-28 | ADPKP | Focused Autosomal Dominant Polycystic Kidney Disease Gene Panel, Varies | 618003 | Test Description | 62364-5 | Test performance information:Find:Pt:XXX:Nar: | Sequence Capture and Amplicon-Based Next-Generation Sequencing (NGS)
2022-06-28 | ADPKP | Focused Autosomal Dominant Polycystic Kidney Disease Gene Panel, Varies | 618014 | Disclaimer | 62364-5 | Test performance information:Find:Pt:XXX:Nar: | Sequence Capture and Amplicon-Based Next-Generation Sequencing (NGS)
2022-06-27 | ALAGP | Alagille Syndrome Gene Panel, Varies | 618032 | Specimen | 31208-2 | Specimen source:Prid:Pt:XXX:Nom: | Sequence Capture and Next Generation Sequencing (NGS)
2022-06-27 | ALAGP | Alagille Syndrome Gene Panel, Varies | 618033 | Source | 31208-2 | Specimen source:Prid:Pt:XXX:Nom: | Sequence Capture and Next Generation Sequencing (NGS)
2022-06-27 | ALAGP | Alagille Syndrome Gene Panel, Varies | 618038 | Resources | 99622-3 | Resource information for patient:Find:Pt:^Patient:Doc: | Sequence Capture and Next Generation Sequencing (NGS)
2022-06-27 | ALAGP | Alagille Syndrome Gene Panel, Varies | 618035 | Result | 82939-0 | Genetic variant details:Find:Pt:Bld/Tiss:Nar:Molgen | Sequence Capture and Next Generation Sequencing (NGS)
2022-06-27 | ALAGP | Alagille Syndrome Gene Panel, Varies | 618034 | Result Summary | 50397-9 | Molecular diagnostic overall interpretation:PrThr:Pt:Bld/Tiss:Ord:Molgen | Sequence Capture and Next Generation Sequencing (NGS)
2022-06-27 | ALAGP | Alagille Syndrome Gene Panel, Varies | 618036 | Interpretation | 69047-9 | Geneticist review:Imp:Pt:XXX:Nar: | Sequence Capture and Next Generation Sequencing (NGS)
2022-06-27 | ALAGP | Alagille Syndrome Gene Panel, Varies | 618039 | Additional Information | 48767-8 | Annotation comment:Imp:Pt:{system}:Nar: | Sequence Capture and Next Generation Sequencing (NGS)
2022-06-27 | ALAGP | Alagille Syndrome Gene Panel, Varies | 618040 | Method | 85069-3 | Lab test method:Type:Pt:Specimen:Nom:* | Sequence Capture and Next Generation Sequencing (NGS)
2022-06-27 | ALAGP | Alagille Syndrome Gene Panel, Varies | 618041 | Genes Analyzed | 48018-6 | Gene identifier:ID:Pt:Bld/Tiss:Nom: | Sequence Capture and Next Generation Sequencing (NGS)
2022-06-27 | ALAGP | Alagille Syndrome Gene Panel, Varies | 618043 | Released By | 18771-6 | Provider.signing name:Pn:Pt:Report:Nom: | Sequence Capture and Next Generation Sequencing (NGS)
2022-06-27 | ALAGP | Alagille Syndrome Gene Panel, Varies | 618031 | Test Description | 62364-5 | Test performance information:Find:Pt:XXX:Nar: | Sequence Capture and Next Generation Sequencing (NGS)
2022-06-27 | ALAGP | Alagille Syndrome Gene Panel, Varies | 618042 | Disclaimer | 62364-5 | Test performance information:Find:Pt:XXX:Nar: | Sequence Capture and Next Generation Sequencing (NGS)
2022-06-27 | TRECS | T-Cell Receptor Excision Circles Analysis, Blood | 615822 | CD3 T Cells | 8122-4 | Cells.CD3:NCnc:Pt:Bld:Qn: | Real-Time Quantitative Polymerase Chain Reaction (PCR)
2022-06-27 | ALPGP | Alport Syndrome Gene Panel, Varies | 618047 | Source | 31208-2 | Specimen source:Prid:Pt:XXX:Nom: | Sequence Capture Next-Generation Sequencing (NGS)/Sanger Sequencing
2022-06-27 | ALPGP | Alport Syndrome Gene Panel, Varies | 618055 | Genes Analyzed | 48018-6 | Gene identifier:ID:Pt:Bld/Tiss:Nom: | Sequence Capture Next-Generation Sequencing (NGS)/Sanger Sequencing
2022-06-27 | ALPGP | Alport Syndrome Gene Panel, Varies | 618057 | Released By | 18771-6 | Provider.signing name:Pn:Pt:Report:Nom: | Sequence Capture Next-Generation Sequencing (NGS)/Sanger Sequencing
2022-06-27 | CASRG | CASR Full Gene Sequencing with Deletion/Duplication, Varies | 618060 | Specimen | 31208-2 | Specimen source:Prid:Pt:XXX:Nom: | Sequence Capture and Next-Generation Sequencing (NGS)
2022-06-27 | CASRG | CASR Full Gene Sequencing with Deletion/Duplication, Varies | 618061 | Source | 31208-2 | Specimen source:Prid:Pt:XXX:Nom: | Sequence Capture and Next-Generation Sequencing (NGS)
2022-06-27 | CASRG | CASR Full Gene Sequencing with Deletion/Duplication, Varies | 618069 | Genes Analyzed | 48018-6 | Gene identifier:ID:Pt:Bld/Tiss:Nom: | Sequence Capture and Next-Generation Sequencing (NGS)
2022-06-27 | CASRG | CASR Full Gene Sequencing with Deletion/Duplication, Varies | 618071 | Released By | 18771-6 | Provider.signing name:Pn:Pt:Report:Nom: | Sequence Capture and Next-Generation Sequencing (NGS)
2022-06-27 | ALPGP | Alport Syndrome Gene Panel, Varies | 618046 | Specimen | 31208-2 | Specimen source:Prid:Pt:XXX:Nom: | Sequence Capture Next-Generation Sequencing (NGS)/Sanger Sequencing
2022-06-27 | CASRG | CASR Full Gene Sequencing with Deletion/Duplication, Varies | 618067 | Additional Information | 48767-8 | Annotation comment:Imp:Pt:{system}:Nar: | Sequence Capture and Next-Generation Sequencing (NGS)
2022-06-27 | ALPGP | Alport Syndrome Gene Panel, Varies | 618056 | Disclaimer | 62364-5 | Test performance information:Find:Pt:XXX:Nar: | Sequence Capture Next-Generation Sequencing (NGS)/Sanger Sequencing
2022-06-27 | CASRG | CASR Full Gene Sequencing with Deletion/Duplication, Varies | 618059 | Test Description | 62364-5 | Test performance information:Find:Pt:XXX:Nar: | Sequence Capture and Next-Generation Sequencing (NGS)
2022-06-27 | CASRG | CASR Full Gene Sequencing with Deletion/Duplication, Varies | 618062 | Result Summary | 50397-9 | Molecular diagnostic overall interpretation:PrThr:Pt:Bld/Tiss:Ord:Molgen | Sequence Capture and Next-Generation Sequencing (NGS)
2022-06-27 | CASRG | CASR Full Gene Sequencing with Deletion/Duplication, Varies | 618063 | Result | 82939-0 | Genetic variant details:Find:Pt:Bld/Tiss:Nar:Molgen | Sequence Capture and Next-Generation Sequencing (NGS)
2022-06-27 | CASRG | CASR Full Gene Sequencing with Deletion/Duplication, Varies | 618064 | Interpretation | 69047-9 | Geneticist review:Imp:Pt:XXX:Nar: | Sequence Capture and Next-Generation Sequencing (NGS)
2022-06-27 | CASRG | CASR Full Gene Sequencing with Deletion/Duplication, Varies | 618068 | Method | 85069-3 | Lab test method:Type:Pt:Specimen:Nom:* | Sequence Capture and Next-Generation Sequencing (NGS)
2022-06-27 | CASRG | CASR Full Gene Sequencing with Deletion/Duplication, Varies | 618070 | Disclaimer | 62364-5 | Test performance information:Find:Pt:XXX:Nar: | Sequence Capture and Next-Generation Sequencing (NGS)
2022-06-27 | ALPGP | Alport Syndrome Gene Panel, Varies | 618045 | Test Description | 62364-5 | Test performance information:Find:Pt:XXX:Nar: | Sequence Capture Next-Generation Sequencing (NGS)/Sanger Sequencing
2022-06-27 | ALPGP | Alport Syndrome Gene Panel, Varies | 618048 | Result Summary | 50397-9 | Molecular diagnostic overall interpretation:PrThr:Pt:Bld/Tiss:Ord:Molgen | Sequence Capture Next-Generation Sequencing (NGS)/Sanger Sequencing
2022-06-27 | ALPGP | Alport Syndrome Gene Panel, Varies | 618049 | Result | 82939-0 | Genetic variant details:Find:Pt:Bld/Tiss:Nar:Molgen | Sequence Capture Next-Generation Sequencing (NGS)/Sanger Sequencing
2022-06-27 | ALPGP | Alport Syndrome Gene Panel, Varies | 618050 | Interpretation | 69047-9 | Geneticist review:Imp:Pt:XXX:Nar: | Sequence Capture Next-Generation Sequencing (NGS)/Sanger Sequencing
2022-06-27 | ALPGP | Alport Syndrome Gene Panel, Varies | 618053 | Additional Information | 48767-8 | Annotation comment:Imp:Pt:{system}:Nar: | Sequence Capture Next-Generation Sequencing (NGS)/Sanger Sequencing
2022-06-27 | ALPGP | Alport Syndrome Gene Panel, Varies | 618054 | Method | 85069-3 | Lab test method:Type:Pt:Specimen:Nom:* | Sequence Capture Next-Generation Sequencing (NGS)/Sanger Sequencing
2022-06-27 | ALPGP | Alport Syndrome Gene Panel, Varies | 618052 | Resources | 99622-3 | Resource information for patient:Find:Pt:^Patient:Doc: | Sequence Capture Next-Generation Sequencing (NGS)/Sanger Sequencing
2022-06-27 | CASRG | CASR Full Gene Sequencing with Deletion/Duplication, Varies | 618066 | Resources | 99622-3 | Resource information for patient:Find:Pt:^Patient:Doc: | Sequence Capture and Next-Generation Sequencing (NGS)
2022-06-27 | RSCGP | Nephrocalcinosis, Nephrolithiasis, and Renal Electrolyte Imbalance Gene Panel, Varies | 618130 | Specimen | 31208-2 | Specimen source:Prid:Pt:XXX:Nom: | Sequence Capture and Amplicon-Based Next-Generation Sequencing (NGS)
2022-06-27 | RSCGP | Nephrocalcinosis, Nephrolithiasis, and Renal Electrolyte Imbalance Gene Panel, Varies | 618131 | Source | 31208-2 | Specimen source:Prid:Pt:XXX:Nom: | Sequence Capture and Amplicon-Based Next-Generation Sequencing (NGS)
2022-06-27 | RSCGP | Nephrocalcinosis, Nephrolithiasis, and Renal Electrolyte Imbalance Gene Panel, Varies | 618132 | Result Summary | 50397-9 | Molecular diagnostic overall interpretation:PrThr:Pt:Bld/Tiss:Ord:Molgen | Sequence Capture and Amplicon-Based Next-Generation Sequencing (NGS)
2022-06-27 | RSCGP | Nephrocalcinosis, Nephrolithiasis, and Renal Electrolyte Imbalance Gene Panel, Varies | 618133 | Result | 82939-0 | Genetic variant details:Find:Pt:Bld/Tiss:Nar:Molgen | Sequence Capture and Amplicon-Based Next-Generation Sequencing (NGS)
2022-06-27 | RSCGP | Nephrocalcinosis, Nephrolithiasis, and Renal Electrolyte Imbalance Gene Panel, Varies | 618134 | Interpretation | 69047-9 | Geneticist review:Imp:Pt:XXX:Nar: | Sequence Capture and Amplicon-Based Next-Generation Sequencing (NGS)
2022-06-27 | RSCGP | Nephrocalcinosis, Nephrolithiasis, and Renal Electrolyte Imbalance Gene Panel, Varies | 618136 | Resources | 99622-3 | Resource information for patient:Find:Pt:^Patient:Doc: | Sequence Capture and Amplicon-Based Next-Generation Sequencing (NGS)
2022-06-27 | RSCGP | Nephrocalcinosis, Nephrolithiasis, and Renal Electrolyte Imbalance Gene Panel, Varies | 618137 | Additional Information | 48767-8 | Annotation comment:Imp:Pt:{system}:Nar: | Sequence Capture and Amplicon-Based Next-Generation Sequencing (NGS)
2022-06-27 | RSCGP | Nephrocalcinosis, Nephrolithiasis, and Renal Electrolyte Imbalance Gene Panel, Varies | 618138 | Method | 85069-3 | Lab test method:Type:Pt:Specimen:Nom:* | Sequence Capture and Amplicon-Based Next-Generation Sequencing (NGS)
2022-06-27 | RSCGP | Nephrocalcinosis, Nephrolithiasis, and Renal Electrolyte Imbalance Gene Panel, Varies | 618139 | Genes Analyzed | 48018-6 | Gene identifier:ID:Pt:Bld/Tiss:Nom: | Sequence Capture and Amplicon-Based Next-Generation Sequencing (NGS)
2022-06-27 | RSCGP | Nephrocalcinosis, Nephrolithiasis, and Renal Electrolyte Imbalance Gene Panel, Varies | 618140 | Disclaimer | 62364-5 | Test performance information:Find:Pt:XXX:Nar: | Sequence Capture and Amplicon-Based Next-Generation Sequencing (NGS)
2022-06-27 | RSCGP | Nephrocalcinosis, Nephrolithiasis, and Renal Electrolyte Imbalance Gene Panel, Varies | 618141 | Released By | 18771-6 | Provider.signing name:Pn:Pt:Report:Nom: | Sequence Capture and Amplicon-Based Next-Generation Sequencing (NGS)
2022-06-27 | RBART | Bartter Syndrome Gene Panel, Varies | 618101 | Test Description | 62364-5 | Test performance information:Find:Pt:XXX:Nar: | Sequence Capture and Amplicon-Based Next-Generation Sequencing (NGS)
2022-06-27 | RBART | Bartter Syndrome Gene Panel, Varies | 618102 | Specimen | 31208-2 | Specimen source:Prid:Pt:XXX:Nom: | Sequence Capture and Amplicon-Based Next-Generation Sequencing (NGS)
2022-06-27 | RBART | Bartter Syndrome Gene Panel, Varies | 618103 | Source | 31208-2 | Specimen source:Prid:Pt:XXX:Nom: | Sequence Capture and Amplicon-Based Next-Generation Sequencing (NGS)
2022-06-27 | RBART | Bartter Syndrome Gene Panel, Varies | 618104 | Result Summary | 50397-9 | Molecular diagnostic overall interpretation:PrThr:Pt:Bld/Tiss:Ord:Molgen | Sequence Capture and Amplicon-Based Next-Generation Sequencing (NGS)
2022-06-27 | RBART | Bartter Syndrome Gene Panel, Varies | 618105 | Result | 82939-0 | Genetic variant details:Find:Pt:Bld/Tiss:Nar:Molgen | Sequence Capture and Amplicon-Based Next-Generation Sequencing (NGS)
2022-06-27 | RBART | Bartter Syndrome Gene Panel, Varies | 618106 | Interpretation | 69047-9 | Geneticist review:Imp:Pt:XXX:Nar: | Sequence Capture and Amplicon-Based Next-Generation Sequencing (NGS)
2022-06-27 | RBART | Bartter Syndrome Gene Panel, Varies | 618108 | Resources | 99622-3 | Resource information for patient:Find:Pt:^Patient:Doc: | Sequence Capture and Amplicon-Based Next-Generation Sequencing (NGS)
2022-06-27 | RBART | Bartter Syndrome Gene Panel, Varies | 618109 | Additional Information | 48767-8 | Annotation comment:Imp:Pt:{system}:Nar: | Sequence Capture and Amplicon-Based Next-Generation Sequencing (NGS)
2022-06-27 | RBART | Bartter Syndrome Gene Panel, Varies | 618110 | Method | 85069-3 | Lab test method:Type:Pt:Specimen:Nom:* | Sequence Capture and Amplicon-Based Next-Generation Sequencing (NGS)
2022-06-27 | RBART | Bartter Syndrome Gene Panel, Varies | 618111 | Genes Analyzed | 48018-6 | Gene identifier:ID:Pt:Bld/Tiss:Nom: | Sequence Capture and Amplicon-Based Next-Generation Sequencing (NGS)
2022-06-27 | RBART | Bartter Syndrome Gene Panel, Varies | 618112 | Disclaimer | 62364-5 | Test performance information:Find:Pt:XXX:Nar: | Sequence Capture and Amplicon-Based Next-Generation Sequencing (NGS)
2022-06-27 | RBART | Bartter Syndrome Gene Panel, Varies | 618113 | Released By | 18771-6 | Provider.signing name:Pn:Pt:Report:Nom: | Sequence Capture and Amplicon-Based Next-Generation Sequencing (NGS)
2022-06-27 | RFSGS | Focal Segmental Glomerulosclerosis (FSGS) and Nephrotic Syndrome Gene Panel, Varies | 618115 | Test Description | 62364-5 | Test performance information:Find:Pt:XXX:Nar: | Sequence Capture and Amplicon-Based Next-Generation Sequencing (NGS)
2022-06-27 | RFSGS | Focal Segmental Glomerulosclerosis (FSGS) and Nephrotic Syndrome Gene Panel, Varies | 618116 | Specimen | 31208-2 | Specimen source:Prid:Pt:XXX:Nom: | Sequence Capture and Amplicon-Based Next-Generation Sequencing (NGS)
2022-06-27 | RFSGS | Focal Segmental Glomerulosclerosis (FSGS) and Nephrotic Syndrome Gene Panel, Varies | 618117 | Source | 31208-2 | Specimen source:Prid:Pt:XXX:Nom: | Sequence Capture and Amplicon-Based Next-Generation Sequencing (NGS)
2022-06-27 | RFSGS | Focal Segmental Glomerulosclerosis (FSGS) and Nephrotic Syndrome Gene Panel, Varies | 618118 | Result Summary | 50397-9 | Molecular diagnostic overall interpretation:PrThr:Pt:Bld/Tiss:Ord:Molgen | Sequence Capture and Amplicon-Based Next-Generation Sequencing (NGS)
2022-06-27 | RFSGS | Focal Segmental Glomerulosclerosis (FSGS) and Nephrotic Syndrome Gene Panel, Varies | 618119 | Result | 82939-0 | Genetic variant details:Find:Pt:Bld/Tiss:Nar:Molgen | Sequence Capture and Amplicon-Based Next-Generation Sequencing (NGS)
2022-06-27 | RFSGS | Focal Segmental Glomerulosclerosis (FSGS) and Nephrotic Syndrome Gene Panel, Varies | 618120 | Interpretation | 69047-9 | Geneticist review:Imp:Pt:XXX:Nar: | Sequence Capture and Amplicon-Based Next-Generation Sequencing (NGS)
2022-06-27 | RFSGS | Focal Segmental Glomerulosclerosis (FSGS) and Nephrotic Syndrome Gene Panel, Varies | 618122 | Resources | 99622-3 | Resource information for patient:Find:Pt:^Patient:Doc: | Sequence Capture and Amplicon-Based Next-Generation Sequencing (NGS)
2022-06-27 | RFSGS | Focal Segmental Glomerulosclerosis (FSGS) and Nephrotic Syndrome Gene Panel, Varies | 618123 | Additional Information | 48767-8 | Annotation comment:Imp:Pt:{system}:Nar: | Sequence Capture and Amplicon-Based Next-Generation Sequencing (NGS)
2022-06-27 | RFSGS | Focal Segmental Glomerulosclerosis (FSGS) and Nephrotic Syndrome Gene Panel, Varies | 618124 | Method | 85069-3 | Lab test method:Type:Pt:Specimen:Nom:* | Sequence Capture and Amplicon-Based Next-Generation Sequencing (NGS)
2022-06-27 | RFSGS | Focal Segmental Glomerulosclerosis (FSGS) and Nephrotic Syndrome Gene Panel, Varies | 618125 | Genes Analyzed | 48018-6 | Gene identifier:ID:Pt:Bld/Tiss:Nom: | Sequence Capture and Amplicon-Based Next-Generation Sequencing (NGS)
2022-06-27 | RFSGS | Focal Segmental Glomerulosclerosis (FSGS) and Nephrotic Syndrome Gene Panel, Varies | 618126 | Disclaimer | 62364-5 | Test performance information:Find:Pt:XXX:Nar: | Sequence Capture and Amplicon-Based Next-Generation Sequencing (NGS)
2022-06-27 | RFSGS | Focal Segmental Glomerulosclerosis (FSGS) and Nephrotic Syndrome Gene Panel, Varies | 618127 | Released By | 18771-6 | Provider.signing name:Pn:Pt:Report:Nom: | Sequence Capture and Amplicon-Based Next-Generation Sequencing (NGS)
2022-06-27 | RSCGP | Nephrocalcinosis, Nephrolithiasis, and Renal Electrolyte Imbalance Gene Panel, Varies | 618129 | Test Description | 62364-5 | Test performance information:Find:Pt:XXX:Nar: | Sequence Capture and Amplicon-Based Next-Generation Sequencing (NGS)
2022-06-27 | CKDGP | Cystic Kidney Disease Gene Panel, Varies | 618073 | Test Description | 62364-5 | Test performance information:Find:Pt:XXX:Nar: | Sequence Capture and Amplicon-based Next-Generation Sequencing (NGS)
2022-06-27 | CKDGP | Cystic Kidney Disease Gene Panel, Varies | 618074 | Specimen | 31208-2 | Specimen source:Prid:Pt:XXX:Nom: | Sequence Capture and Amplicon-based Next-Generation Sequencing (NGS)
2022-06-27 | CKDGP | Cystic Kidney Disease Gene Panel, Varies | 618075 | Source | 31208-2 | Specimen source:Prid:Pt:XXX:Nom: | Sequence Capture and Amplicon-based Next-Generation Sequencing (NGS)
2022-06-27 | CKDGP | Cystic Kidney Disease Gene Panel, Varies | 618076 | Result Summary | 50397-9 | Molecular diagnostic overall interpretation:PrThr:Pt:Bld/Tiss:Ord:Molgen | Sequence Capture and Amplicon-based Next-Generation Sequencing (NGS)
2022-06-27 | CKDGP | Cystic Kidney Disease Gene Panel, Varies | 618077 | Result | 82939-0 | Genetic variant details:Find:Pt:Bld/Tiss:Nar:Molgen | Sequence Capture and Amplicon-based Next-Generation Sequencing (NGS)
2022-06-27 | CKDGP | Cystic Kidney Disease Gene Panel, Varies | 618078 | Interpretation | 69047-9 | Geneticist review:Imp:Pt:XXX:Nar: | Sequence Capture and Amplicon-based Next-Generation Sequencing (NGS)
2022-06-27 | CKDGP | Cystic Kidney Disease Gene Panel, Varies | 618080 | Resources | 99622-3 | Resource information for patient:Find:Pt:^Patient:Doc: | Sequence Capture and Amplicon-based Next-Generation Sequencing (NGS)
2022-06-27 | CKDGP | Cystic Kidney Disease Gene Panel, Varies | 618081 | Additional Information | 48767-8 | Annotation comment:Imp:Pt:{system}:Nar: | Sequence Capture and Amplicon-based Next-Generation Sequencing (NGS)
2022-06-27 | CKDGP | Cystic Kidney Disease Gene Panel, Varies | 618082 | Method | 85069-3 | Lab test method:Type:Pt:Specimen:Nom:* | Sequence Capture and Amplicon-based Next-Generation Sequencing (NGS)
2022-06-27 | CKDGP | Cystic Kidney Disease Gene Panel, Varies | 618083 | Genes Analyzed | 48018-6 | Gene identifier:ID:Pt:Bld/Tiss:Nom: | Sequence Capture and Amplicon-based Next-Generation Sequencing (NGS)
2022-06-27 | CKDGP | Cystic Kidney Disease Gene Panel, Varies | 618084 | Disclaimer | 62364-5 | Test performance information:Find:Pt:XXX:Nar: | Sequence Capture and Amplicon-based Next-Generation Sequencing (NGS)
2022-06-27 | CKDGP | Cystic Kidney Disease Gene Panel, Varies | 618085 | Released By | 18771-6 | Provider.signing name:Pn:Pt:Report:Nom: | Sequence Capture and Amplicon-based Next-Generation Sequencing (NGS)
2022-06-17 | STER | Sterols, Plasma | 610621 | DiHydro T-MAS | 100425-8 | DiHydro T-Mas:MCnc:Pt:Ser/Plas:Qn: | Gas Chromatography Mass Spectrometry (GC-MS)
2022-06-17 | STER | Sterols, Plasma | 610620 | 8(9)-Cholestenol | 100424-1 | 8(9)-Cholestenol:MCnc:Pt:Ser/Plas:Qn: | Gas Chromatography Mass Spectrometry (GC-MS)
2022-06-17 | STER | Sterols, Plasma | 610619 | Stigmasterol | 100427-4 | Stigmasterol:MCnc:Pt:Ser/Plas:Qn: | Gas Chromatography Mass Spectrometry (GC-MS)
2022-06-17 | STER | Sterols, Plasma | 610618 | Squalene | 100426-6 | Squalene:MCnc:Pt:Ser/Plas:Qn: | Gas Chromatography Mass Spectrometry (GC-MS)
2022-06-03 | NGAMT | MayoComplete Acute Myeloid Leukemia, Therapeutic Gene Mutation Panel (FLT3, IDH1, IDH2, TP53), Next-Generation Sequencing, Varies | 601700 | Pathogenic Mutations Detected | 82939-0 | Genetic variant details:Find:Pt:Bld/Tiss:Nar:Molgen | Next-Generation Sequencing (NGS)
2022-06-03 | WESR | Whole Exome Sequencing Reanalysis, Varies | 616888 | Released By | 18771-6 | Provider.signing name:Pn:Pt:Report:Nom: | Reanalysis of Whole Exome Next-Generation Sequencing with Orthogonal Confirmation
2022-06-03 | WESR | Whole Exome Sequencing Reanalysis, Varies | 616886 | Specimen | 31208-2 | Specimen source:Prid:Pt:XXX:Nom: | Reanalysis of Whole Exome Next-Generation Sequencing with Orthogonal Confirmation
2022-06-03 | WESR | Whole Exome Sequencing Reanalysis, Varies | 616887 | Source | 31208-2 | Specimen source:Prid:Pt:XXX:Nom: | Reanalysis of Whole Exome Next-Generation Sequencing with Orthogonal Confirmation
2022-06-03 | WESR | Whole Exome Sequencing Reanalysis, Varies | 616885 | Interpretation | 69047-9 | Geneticist review:Imp:Pt:XXX:Nar: | Reanalysis of Whole Exome Next-Generation Sequencing with Orthogonal Confirmation
2022-05-19 | RPRT3 | Rapid Plasma Reagin (RPR) with Reflex to Treponema pallidum Particle Agglutination, Serum | 616970 | RPR w/ Reflex to TP-PA, S | 20507-0 | Reagin Ab:PrThr:Pt:Ser:Ord:RPR | RPRT3, RPRT4: Flocculation/Agglutination RTPPA: Particle Agglutination
2022-05-19 | MRDMR | Multiple Myeloma Minimal Residual Disease by Flow Cytometry, Bone Marrow | 614590 | Final Diagnosis | 74226-2 | Plasma cells assessment:Find:Pt:Bone Mar:Nar: | Only orderable as a reflex. For more information see MSMRD / Myeloma Stratification and Risk-Adapted Therapy with Reflex to Minimal Residual Disease, Bone Marrow Immunophenotyping
2022-05-17 | MCLBP | MayoComplete Liquid Biopsy Panel, Next-Generation Sequencing, Cell-Free DNA | MG143 | Reason for Referral - Cancer Type | 42349-1 | Reason for referral:Find:Pt:^Patient:Nar: | Sequence Capture and Targeted Next-Generation Sequencing (NGS)
2022-05-17 | MCLBP | MayoComplete Liquid Biopsy Panel, Next-Generation Sequencing, Cell-Free DNA | 614940 | Result Summary | 50397-9 | Molecular diagnostic overall interpretation:PrThr:Pt:Bld/Tiss:Ord:Molgen | Sequence Capture and Targeted Next-Generation Sequencing (NGS)
2022-05-17 | MCLBP | MayoComplete Liquid Biopsy Panel, Next-Generation Sequencing, Cell-Free DNA | 614465 | Result | 82939-0 | Genetic variant details:Find:Pt:Bld/Tiss:Nar:Molgen | Sequence Capture and Targeted Next-Generation Sequencing (NGS)
2022-05-17 | MCLBP | MayoComplete Liquid Biopsy Panel, Next-Generation Sequencing, Cell-Free DNA | 614466 | Interpretation | 69047-9 | Geneticist review:Imp:Pt:XXX:Nar: | Sequence Capture and Targeted Next-Generation Sequencing (NGS)
2022-05-17 | MCLBP | MayoComplete Liquid Biopsy Panel, Next-Generation Sequencing, Cell-Free DNA | 614467 | Additional Information | 48767-8 | Annotation comment:Imp:Pt:{system}:Nar: | Sequence Capture and Targeted Next-Generation Sequencing (NGS)
2022-05-17 | MCLBP | MayoComplete Liquid Biopsy Panel, Next-Generation Sequencing, Cell-Free DNA | 614468 | Specimen | 31208-2 | Specimen source:Prid:Pt:XXX:Nom: | Sequence Capture and Targeted Next-Generation Sequencing (NGS)
2022-05-17 | MCLBP | MayoComplete Liquid Biopsy Panel, Next-Generation Sequencing, Cell-Free DNA | 614469 | Source | 31208-2 | Specimen source:Prid:Pt:XXX:Nom: | Sequence Capture and Targeted Next-Generation Sequencing (NGS)
2022-05-17 | MCLBP | MayoComplete Liquid Biopsy Panel, Next-Generation Sequencing, Cell-Free DNA | 614470 | Method | 85069-3 | Lab test method:Type:Pt:Specimen:Nom:* | Sequence Capture and Targeted Next-Generation Sequencing (NGS)
2022-05-17 | MCLBP | MayoComplete Liquid Biopsy Panel, Next-Generation Sequencing, Cell-Free DNA | 614471 | Disclaimer | 62364-5 | Test performance information:Find:Pt:XXX:Nar: | Sequence Capture and Targeted Next-Generation Sequencing (NGS)
2022-05-17 | MCLBP | MayoComplete Liquid Biopsy Panel, Next-Generation Sequencing, Cell-Free DNA | 614472 | Released By | 18771-6 | Provider.signing name:Pn:Pt:Report:Nom: | Sequence Capture and Targeted Next-Generation Sequencing (NGS)
2022-05-16 | MSMRD | Myeloma Stratification and Risk-Adapted Therapy with Reflex to Minimal Residual Disease, Bone Marrow | 616032 | Final Diagnosis | 22637-3 | Path report.final diagnosis:Imp:Pt:Specimen:Nar: | Flow Cytometry/DNA Content/Cell Cycle Analysis
2022-05-11 | ELPSR | Electrolyte Panel, Serum | AGAP | Anion Gap | 33037-3 | Anion gap 3:SCnc:Pt:Ser/Plas:Qn: | KS, NAS, CL: Potentiometric, Indirect Ion-Selective Electrode HCO3: Photometric/Enzymatic AGAP: Calculated Result
2022-05-10 | SORBU | Sorbitol and Mannitol, Quantitative, Random, Urine | 614935 | Sorbitol | 48152-3 | Sorbitol/Creatinine:SRto:Pt:Urine:Qn: | Gas Chromatography Mass Spectrometry (GC-MS)
2022-05-10 | SORBU | Sorbitol and Mannitol, Quantitative, Random, Urine | 614936 | Mannitol | 47698-6 | Mannitol/Creatinine:SRto:Pt:Urine:Qn: | Gas Chromatography Mass Spectrometry (GC-MS)
2022-05-10 | SORBU | Sorbitol and Mannitol, Quantitative, Random, Urine | 614937 | Interpretation | 59462-2 | Clinical biochemist review:Imp:Pt:XXX:Nar: | Gas Chromatography Mass Spectrometry (GC-MS)
2022-05-10 | SORBU | Sorbitol and Mannitol, Quantitative, Random, Urine | 614938 | Reviewed By | 18771-6 | Provider.signing name:Pn:Pt:Report:Nom: | Gas Chromatography Mass Spectrometry (GC-MS)
2022-05-05 | NGSHM | MayoComplete Myeloid Neoplasms, Comprehensive OncoHeme Next-Generation Sequencing, Varies | 37287 | Reviewed By: | 18771-6 | Provider.signing name:Pn:Pt:Report:Nom: | Next-Generation Sequencing (NGS)
2022-05-05 | NGSHM | MayoComplete Myeloid Neoplasms, Comprehensive OncoHeme Next-Generation Sequencing, Varies | 37276 | Pathogenic Mutations Detected | 82939-0 | Genetic variant details:Find:Pt:Bld/Tiss:Nar:Molgen | Next-Generation Sequencing (NGS)
2022-05-05 | NGAMT | MayoComplete Acute Myeloid Leukemia, Therapeutic Gene Mutation Panel (FLT3, IDH1, IDH2, TP53), Next-Generation Sequencing, Varies | 601706 | AML 4 Gene Panel Gene List | 36908-2 | Gene mutations tested for:Prid:Pt:Bld/Tiss:Nom:Molgen | Next-Generation Sequencing (NGS)
2022-05-05 | NGAML | MayoComplete Acute Myeloid Leukemia, 11-Gene Panel, Varies | 43495 | Reviewed By | 18771-6 | Provider.signing name:Pn:Pt:Report:Nom: | Next-Generation Sequencing (NGS)
2022-05-05 | HYPOG | Hypoglycemic Agent Screen, Serum | 609768 | Pioglitazone | 100351-6 | Pioglitazone:PrThr:Pt:Ser/Plas:Ord: | Liquid Chromatography Tandem Mass Spectrometry (LC-MS/MS)
2022-05-05 | HYPOG | Hypoglycemic Agent Screen, Serum | 609769 | Rosiglitazone | 100352-4 | Rosiglitazone:PrThr:Pt:Ser/Plas:Ord: | Liquid Chromatography Tandem Mass Spectrometry (LC-MS/MS)
2022-05-02 | C5B9 | SC5b-9 Level Terminal Complement Complex, Plasma | 616921 | SC5b-9 Complement, P | 93244-2 | Complement Sc5b-9:MCnc:Pt:Ser/Plas:Qn:IA | Enzyme-Linked Immunosorbent Assay (ELISA)
2022-04-29 | TRPS1 | Trichorhinophalangeal syndrome type 1 (TRPS1) Immunostain, Technical Component Only | 616891 | TRPS1 IHC, Tech Only | Bill only; no re |  | Immunohistochemistry (IHC)
2022-04-28 | MMPP | Mitochondrial Metabolites, Plasma | 616800 | 3-Hydroxybutyric acid | 6873-4 | Beta hydroxybutyrate:SCnc:Pt:Ser/Plas:Qn: | Gas Chromatography Mass Spectrometry (GC-MS)
2022-04-28 | MMPP | Mitochondrial Metabolites, Plasma | 616801 | Pyruvic acid | 32338-6 | Pyruvate:SCnc:Pt:Ser/Plas:Qn: | Gas Chromatography Mass Spectrometry (GC-MS)
2022-04-28 | MMPP | Mitochondrial Metabolites, Plasma | 616802 | cis-Aconitic acid | 75083-6 | Aconitate:SCnc:Pt:Ser/Plas:Qn: | Gas Chromatography Mass Spectrometry (GC-MS)
2022-04-28 | MMPP | Mitochondrial Metabolites, Plasma | 616803 | Citric acid | 15038-3 | Citrate:SCnc:Pt:Ser/Plas:Qn: | Gas Chromatography Mass Spectrometry (GC-MS)
2022-04-28 | MMPP | Mitochondrial Metabolites, Plasma | 616804 | 3-Hydroxypropionic acid | 47536-8 | 3-Hydroxypropionate:SCnc:Pt:Plas:Qn: | Gas Chromatography Mass Spectrometry (GC-MS)
2022-04-28 | MMPP | Mitochondrial Metabolites, Plasma | 616805 | 3-Hydroxy-2-methylbutyric acid | 69789-6 | 2-Methyl-3-Hydroxybutyrate:SCnc:Pt:Ser/Plas:Qn: | Gas Chromatography Mass Spectrometry (GC-MS)
2022-04-28 | MMPP | Mitochondrial Metabolites, Plasma | 616806 | 3-Hydroxyisovaleric acid | 72450-0 | 3-Hydroxyisovalerate:SCnc:Pt:Ser/Plas:Qn: | Gas Chromatography Mass Spectrometry (GC-MS)
2022-04-28 | MMPP | Mitochondrial Metabolites, Plasma | 616807 | Succinic acid | 35871-3 | Succinate:SCnc:Pt:Ser/Plas:Qn: | Gas Chromatography Mass Spectrometry (GC-MS)
2022-04-28 | MMPP | Mitochondrial Metabolites, Plasma | 616808 | Fumaric acid | 75081-0 | Fumarate:SCnc:Pt:Ser/Plas:Qn: | Gas Chromatography Mass Spectrometry (GC-MS)
2022-04-28 | MMPP | Mitochondrial Metabolites, Plasma | 616809 | 3-Methylglutaconic acid | 33273-4 | 3-Methylglutaconate:SCnc:Pt:Ser/Plas:Qn: | Gas Chromatography Mass Spectrometry (GC-MS)
2022-04-28 | MMPP | Mitochondrial Metabolites, Plasma | 616810 | Malic acid | 75068-7 | Malate:SCnc:Pt:Ser/Plas:Qn: | Gas Chromatography Mass Spectrometry (GC-MS)
2022-04-28 | MMPP | Mitochondrial Metabolites, Plasma | 616812 | 2-Ketoisovaleric acid | 35868-9 | 2-Oxoisovalerate:SCnc:Pt:Ser/Plas:Qn: | Gas Chromatography Mass Spectrometry (GC-MS)
2022-04-28 | MMPP | Mitochondrial Metabolites, Plasma | 616813 | Acetoacetic acid | 35867-1 | Acetoacetate:SCnc:Pt:Ser/Plas:Qn: | Gas Chromatography Mass Spectrometry (GC-MS)
2022-04-28 | MMPP | Mitochondrial Metabolites, Plasma | 616814 | 3-Methyl-2-ketovaleric acid | 35869-7 | 2-Oxo,3-Methylvalerate [Moles/volume] in Serum or Plasma 2-Oxo,3-Methylvalerate:SCnc:Pt:Ser/Plas:Qn: | Gas Chromatography Mass Spectrometry (GC-MS)
2022-04-28 | MMPP | Mitochondrial Metabolites, Plasma | 616815 | 2-Ketoisocaproic acid | 35870-5 | 2-Oxoisocaproate:SCnc:Pt:Ser/Plas:Qn: | Gas Chromatography Mass Spectrometry (GC-MS)
2022-04-28 | MMPP | Mitochondrial Metabolites, Plasma | 616816 | 2-Methylcitric acid | 26904-3 | 2-Methylcitrate:SCnc:Pt:Ser/Plas:Qn: | Gas Chromatography Mass Spectrometry (GC-MS)
2022-04-28 | MMPP | Mitochondrial Metabolites, Plasma | 616817 | 2-Ketoglutaric acid | 69803-5 | Alpha ketoglutarate:SCnc:Pt:Ser/Plas:Qn: | Gas Chromatography Mass Spectrometry (GC-MS)
2022-04-28 | MMPP | Mitochondrial Metabolites, Plasma | 616818 | Reviewed by | 18771-6 | Provider.signing name:Pn:Pt:Report:Nom: | Gas Chromatography Mass Spectrometry (GC-MS)
2022-04-28 | MMPP | Mitochondrial Metabolites, Plasma | 616819 | Interpretation | 59462-2 | Clinical biochemist review:Imp:Pt:XXX:Nar: | Gas Chromatography Mass Spectrometry (GC-MS)
2022-04-28 | MMPP | Mitochondrial Metabolites, Plasma | 616798 | Lactic acid | 2524-7 | Lactate:SCnc:Pt:Ser/Plas:Qn: | Gas Chromatography Mass Spectrometry (GC-MS)
2022-04-28 | MMPP | Mitochondrial Metabolites, Plasma | 616799 | 2-Hydroxybutyric acid | 69843-1 | Alpha hydroxybutyrate:SCnc:Pt:Ser/Plas:Qn: | Gas Chromatography Mass Spectrometry (GC-MS)
2022-04-28 | LAPYP | Lactate Pyruvate Panel, Plasma | 616794 | Lactic acid | 2524-7 | Lactate:SCnc:Pt:Ser/Plas:Qn: | Gas Chromatography Mass Spectrometry (GC-MS)
2022-04-28 | LAPYP | Lactate Pyruvate Panel, Plasma | 616795 | Pyruvic acid | 32338-6 | Pyruvate:SCnc:Pt:Ser/Plas:Qn: | Gas Chromatography Mass Spectrometry (GC-MS)
2022-04-28 | LAPYP | Lactate Pyruvate Panel, Plasma | 616796 | Reviewed by | 18771-6 | Provider.signing name:Pn:Pt:Report:Nom: | Gas Chromatography Mass Spectrometry (GC-MS)
2022-04-28 | LAPYP | Lactate Pyruvate Panel, Plasma | 616797 | Interpretation | 59462-2 | Clinical biochemist review:Imp:Pt:XXX:Nar: | Gas Chromatography Mass Spectrometry (GC-MS)
2022-04-26 | PIK3T | PIK3CA Mutation Analysis, Tumor | 616659 | Source | 31208-2 | Specimen source:Prid:Pt:XXX:Nom: | Polymerase Chain Reaction (PCR)
2022-04-26 | PIK3T | PIK3CA Mutation Analysis, Tumor | 616660 | Tissue ID | 80398-1 | Unique identifier:ID:Pt:Current sample:Nom: | Polymerase Chain Reaction (PCR)
2022-04-26 | PIK3T | PIK3CA Mutation Analysis, Tumor | 616661 | Released By | 18771-6 | Provider.signing name:Pn:Pt:Report:Nom: | Polymerase Chain Reaction (PCR)
2022-04-26 | PIK3B | Cell-Free DNA PIK3CA Test, Blood | 616647 | Result Summary | 50397-9 | Molecular diagnostic overall interpretation:PrThr:Pt:Bld/Tiss:Ord:Molgen | Polymerase Chain Reaction (PCR)
2022-04-26 | PIK3B | Cell-Free DNA PIK3CA Test, Blood | 616648 | Result | 82939-0 | Genetic variant details:Find:Pt:Bld/Tiss:Nar:Molgen | Polymerase Chain Reaction (PCR)
2022-04-26 | PIK3B | Cell-Free DNA PIK3CA Test, Blood | 616649 | Interpretation | 69047-9 | Geneticist review:Imp:Pt:XXX:Nar: | Polymerase Chain Reaction (PCR)
2022-04-26 | PIK3B | Cell-Free DNA PIK3CA Test, Blood | 616650 | Additional Info | 48767-8 | Annotation comment:Imp:Pt:{system}:Nar: | Polymerase Chain Reaction (PCR)
2022-04-26 | PIK3B | Cell-Free DNA PIK3CA Test, Blood | 616651 | Specimen | 31208-2 | Specimen source:Prid:Pt:XXX:Nom: | Polymerase Chain Reaction (PCR)
2022-04-26 | PIK3B | Cell-Free DNA PIK3CA Test, Blood | 616652 | Source | 31208-2 | Specimen source:Prid:Pt:XXX:Nom: | Polymerase Chain Reaction (PCR)
2022-04-26 | PIK3B | Cell-Free DNA PIK3CA Test, Blood | 616653 | Released By | 18771-6 | Provider.signing name:Pn:Pt:Report:Nom: | Polymerase Chain Reaction (PCR)
2022-04-26 | PIK3T | PIK3CA Mutation Analysis, Tumor | 616654 | Result Summary | 50397-9 | Molecular diagnostic overall interpretation:PrThr:Pt:Bld/Tiss:Ord:Molgen | Polymerase Chain Reaction (PCR)
2022-04-26 | PIK3T | PIK3CA Mutation Analysis, Tumor | 616655 | Result | 82939-0 | Genetic variant details:Find:Pt:Bld/Tiss:Nar:Molgen | Polymerase Chain Reaction (PCR)
2022-04-26 | PIK3T | PIK3CA Mutation Analysis, Tumor | 616656 | Interpretation | 69047-9 | Geneticist review:Imp:Pt:XXX:Nar: | Polymerase Chain Reaction (PCR)
2022-04-26 | PIK3T | PIK3CA Mutation Analysis, Tumor | 616657 | Additional Information | 48767-8 | Annotation comment:Imp:Pt:{system}:Nar: | Polymerase Chain Reaction (PCR)
2022-04-26 | PIK3T | PIK3CA Mutation Analysis, Tumor | 616658 | Specimen | 31208-2 | Specimen source:Prid:Pt:XXX:Nom: | Polymerase Chain Reaction (PCR)
2022-04-25 | RETB | Reticulocyte Profile, Blood | IRF1 | Immature Retic Fraction | 33516-6 | Reticulocytes.immature/Reticulocytes.total:NFr:Pt:Bld:Qn: | Flow Cytometry
2022-04-25 | RETB | Reticulocyte Profile, Blood | RETHB | Reticulocyte Hemoglobin | 71694-4 | Hemoglobin:EntMass:Pt:Retic:Qn:Automated count | Flow Cytometry
2022-04-25 | POWVB | Powassan Virus, RNA, Molecular Detection, PCR, Blood | 617488 | Lineage 1 | 34456-4 | Powassan virus RNA:PrThr:Pt:Bld:Ord:Probe.amp.tar | Real-Time Polymerase Chain Reaction (PCR)
2022-04-25 | POWVB | Powassan Virus, RNA, Molecular Detection, PCR, Blood | 618144 | Lineage 2 (Deer Tick Virus) | 34456-4 | Powassan virus RNA:PrThr:Pt:Bld:Ord:Probe.amp.tar | Real-Time Polymerase Chain Reaction (PCR)
2022-04-25 | POWVB | Powassan Virus, RNA, Molecular Detection, PCR, Blood | 618148 | Powassan Virus PCR Comment | 77202-0 | Laboratory comment:Txt:Pt:Report:Nar: | Real-Time Polymerase Chain Reaction (PCR)
2022-04-25 | POWVC | Powassan Virus, RNA, Molecular Detection, PCR, Spinal Fluid | 617489 | Lineage 1 | 34457-2 | Powassan virus RNA:PrThr:Pt:CSF:Ord:Probe.amp.tar | Real-Time Polymerase Chain Reaction (PCR)
2022-04-25 | POWVC | Powassan Virus, RNA, Molecular Detection, PCR, Spinal Fluid | 618145 | Lineage 2 (Deer Tick Virus) | 34457-2 | Powassan virus RNA:PrThr:Pt:CSF:Ord:Probe.amp.tar | Real-Time Polymerase Chain Reaction (PCR)
2022-04-25 | POWVC | Powassan Virus, RNA, Molecular Detection, PCR, Spinal Fluid | 618149 | Powassan Virus PCR Comment | 77202-0 | Laboratory comment:Txt:Pt:Report:Nar: | Real-Time Polymerase Chain Reaction (PCR)
2022-04-25 | POWVS | Powassan Virus, RNA, Molecular Detection, PCR, Serum | 617490 | Lineage 1 | 55144-0 | Powassan virus RNA:PrThr:Pt:XXX:Ord:Probe.amp.tar | Real-Time Polymerase Chain Reaction (PCR)
2022-04-25 | POWVS | Powassan Virus, RNA, Molecular Detection, PCR, Serum | 618146 | Lineage 2 (Deer Tick Virus) | 55144-0 | Powassan virus RNA:PrThr:Pt:XXX:Ord:Probe.amp.tar | Real-Time Polymerase Chain Reaction (PCR)
2022-04-25 | POWVS | Powassan Virus, RNA, Molecular Detection, PCR, Serum | 618150 | Powassan Virus PCR Comment | 77202-0 | Laboratory comment:Txt:Pt:Report:Nar: | Real-Time Polymerase Chain Reaction (PCR)
2022-04-25 | POWVU | Powassan Virus, RNA, Molecular Detection, PCR, Random, Urine | 617491 | Lineage 1 | 55144-0 | Powassan virus RNA:PrThr:Pt:XXX:Ord:Probe.amp.tar | Real-Time Polymerase Chain Reaction (PCR)
2022-04-25 | POWVU | Powassan Virus, RNA, Molecular Detection, PCR, Random, Urine | 618147 | Lineage 2 ( Deer Tick Virus) | 55144-0 | Powassan virus RNA:PrThr:Pt:XXX:Ord:Probe.amp.tar | Real-Time Polymerase Chain Reaction (PCR)
2022-04-25 | POWVU | Powassan Virus, RNA, Molecular Detection, PCR, Random, Urine | 618151 | Powassan Virus PCR Comment | 77202-0 | Laboratory comment:Txt:Pt:Report:Nar: | Real-Time Polymerase Chain Reaction (PCR)
2022-04-20 | SRAU | Serotonin Release Assay, Unfractionated Heparin, Mass Spectrometry, Serum | 616230 | Low Heparin Serotonin Release | 50728-5 | Serotonin release 0.1 IU/mL heparin.unfractionated:ACnc:Pt:Ser:Qn: | Liquid Chromatography Tandem Mass Spectrometry (LC-MS/MS)
2022-04-20 | SRAU | Serotonin Release Assay, Unfractionated Heparin, Mass Spectrometry, Serum | 616231 | High Heparin Serotonin Release | 50727-7 | Serotonin release 100 IU/mL heparin.unfractionated:ACnc:Pt:Ser:Qn: | Liquid Chromatography Tandem Mass Spectrometry (LC-MS/MS)
2022-04-20 | SRAU | Serotonin Release Assay, Unfractionated Heparin, Mass Spectrometry, Serum | 616232 | Serotonin Release Assay Result | 66488-8 | Serotonin release.heparin.unfractionated interpretation:Imp:Pt:Ser:Nar: | Liquid Chromatography Tandem Mass Spectrometry (LC-MS/MS)
2022-04-20 | SRAU | Serotonin Release Assay, Unfractionated Heparin, Mass Spectrometry, Serum | 616233 | Interpretation | 50733-5 | Serotonin release interpretation:Imp:Pt:Ser:Nom: | Liquid Chromatography Tandem Mass Spectrometry (LC-MS/MS)
2022-04-20 | SRAU | Serotonin Release Assay, Unfractionated Heparin, Mass Spectrometry, Serum | 616234 | Comment | 77202-0 | Laboratory comment:Txt:Pt:Report:Nar: | Liquid Chromatography Tandem Mass Spectrometry (LC-MS/MS)
2022-04-20 | SRAU | Serotonin Release Assay, Unfractionated Heparin, Mass Spectrometry, Serum | 616235 | Disclaimer | 62364-5 | Test performance information:Find:Pt:XXX:Nar: | Liquid Chromatography Tandem Mass Spectrometry (LC-MS/MS)
2022-04-19 | FBSQU | Bath Salts Panel (Qualitative), Urine | Z6126 | alpha-PHP/alpha-PiHP | Not Provided |  | High Performance Liquid Chromatography/Tandem Mass Spectrometry (LC-MS/MS)
2022-04-19 | FBSQU | Bath Salts Panel (Qualitative), Urine | Z6127 | 4-chloro alpha-PVP | Not Provided |  | High Performance Liquid Chromatography/Tandem Mass Spectrometry (LC-MS/MS)
2022-04-19 | FBSQU | Bath Salts Panel (Qualitative), Urine | Z6129 | Benzylone | Not Provided |  | High Performance Liquid Chromatography/Tandem Mass Spectrometry (LC-MS/MS)
2022-04-19 | FBSQU | Bath Salts Panel (Qualitative), Urine | Z6130 | N-butyl Pentylone | Not Provided |  | High Performance Liquid Chromatography/Tandem Mass Spectrometry (LC-MS/MS)
2022-04-15 | FMITU | Mitragynine (Qualitative), Urine | FMITU | Mitragynine | Not Provided |  | High Performance Liquid Chromatography/Tandem Mass Spectrometry (LC-MS/MS)
2022-04-11 | BCGBM | Immunoglobulin Gene Rearrangement, PCR, Bone Marrow | 19894 | Final Diagnosis: | 22637-3 | Path report.final diagnosis:Imp:Pt:Specimen:Nar: | Polymerase Chain Reaction (PCR)
2022-04-07 | FCIC3 | Circulating Immune Complex, C3 fragments | Z6125 | CIC, C3 fragments | 5228-2 | Immune complex:ACnc:Pt:Ser/Plas:Qn: | Semi-Quantitative Enzyme-Linked Immunosorbent Assay
2022-04-07 | SEMA3 | Semaphorin 3B (SEMA3B) Immunostain, Technical Component Only | 617056 | SEMA3B IHC, Tech Only | Bill only; no re |  | Immunohistochemistry (IHC)
2022-04-04 | HIVDR | HIV-1 Genotypic Drug Resistance to Reverse Transcriptase, Protease, and Integrase Inhibitors, Plasma | HIRVL | HIV RNA level copies/mL <30 days = | 89543-3 | Laboratory ask at order entry panel:-:Pt:^Patient:-: | Reverse Transcription Polymerase Chain Reaction (RT-PCR) followed by Targeted Next-Generation Sequencing (NGS)
2022-04-04 | HIQDR | HIV-1 RNA Quantification with Reflex to Genotypic Drug Resistance to Reverse Transcriptase, Protease, and Integrase Inhibitors, Plasma | 616917 | HIV-1 RNA Detect/Quant, P | 70241-5 | HIV 1 RNA:NCnc:Pt:Plas:Qn:Probe.amp.tar detection limit = 20 copies/mL | Real-Time Reverse Transcription-Polymerase Chain Reaction (RT-PCR)
2022-04-04 | HIVDR | HIV-1 Genotypic Drug Resistance to Reverse Transcriptase, Protease, and Integrase Inhibitors, Plasma | 616760 | Integrase mutations | 61199-6 | HIV 1 integrase gene mutations detected:Prid:Pt:Isolate:Nom: | Reverse Transcription Polymerase Chain Reaction (RT-PCR) followed by Targeted Next-Generation Sequencing (NGS)
2022-04-04 | HIVDR | HIV-1 Genotypic Drug Resistance to Reverse Transcriptase, Protease, and Integrase Inhibitors, Plasma | 616761 | Bictegravir | 90080-3 | Bictegravir:Susc:Pt:Isolate:Ord:Genotyping | Reverse Transcription Polymerase Chain Reaction (RT-PCR) followed by Targeted Next-Generation Sequencing (NGS)
2022-04-04 | HIVDR | HIV-1 Genotypic Drug Resistance to Reverse Transcriptase, Protease, and Integrase Inhibitors, Plasma | 616762 | Cabotegravir | 96566-5 | Cabotegravir:Susc:Pt:Isolate:Ord:Genotyping | Reverse Transcription Polymerase Chain Reaction (RT-PCR) followed by Targeted Next-Generation Sequencing (NGS)
2022-04-04 | HIVDR | HIV-1 Genotypic Drug Resistance to Reverse Transcriptase, Protease, and Integrase Inhibitors, Plasma | 616763 | Dolutegravir | 72857-6 | Dolutegravir:Susc:Pt:Isolate:Ord:Genotyping | Reverse Transcription Polymerase Chain Reaction (RT-PCR) followed by Targeted Next-Generation Sequencing (NGS)
2022-04-04 | HIVDR | HIV-1 Genotypic Drug Resistance to Reverse Transcriptase, Protease, and Integrase Inhibitors, Plasma | 616764 | Elvitegravir | 72526-7 | Elvitegravir:Susc:Pt:Isolate:Ord:Genotyping | Reverse Transcription Polymerase Chain Reaction (RT-PCR) followed by Targeted Next-Generation Sequencing (NGS)
2022-04-04 | HIVDR | HIV-1 Genotypic Drug Resistance to Reverse Transcriptase, Protease, and Integrase Inhibitors, Plasma | 616765 | Raltegravir | 72525-9 | Raltegravir:Susc:Pt:Isolate:Ord:Genotyping | Reverse Transcription Polymerase Chain Reaction (RT-PCR) followed by Targeted Next-Generation Sequencing (NGS)
2022-04-04 | HIVDR | HIV-1 Genotypic Drug Resistance to Reverse Transcriptase, Protease, and Integrase Inhibitors, Plasma | 616052 | HIV-1 Genotypic Drug Resistance, P | 80689-3 | HIV 1 RNA reverse transcriptase & protease & integrase gene mutations detected:Prid:Pt:Plas:Nom:Sequencing | Reverse Transcription Polymerase Chain Reaction (RT-PCR) followed by Targeted Next-Generation Sequencing (NGS)
2022-04-04 | HIVDR | HIV-1 Genotypic Drug Resistance to Reverse Transcriptase, Protease, and Integrase Inhibitors, Plasma | 616737 | Nucleos(t)ide RT mutations | 45175-7 | HIV nucleoside reverse transcriptase gene mutations detected:Prid:Pt:Isolate:Nom: | Reverse Transcription Polymerase Chain Reaction (RT-PCR) followed by Targeted Next-Generation Sequencing (NGS)
2022-04-04 | HIVDR | HIV-1 Genotypic Drug Resistance to Reverse Transcriptase, Protease, and Integrase Inhibitors, Plasma | 616738 | Abacavir | 30287-7 | Abacavir:Susc:Pt:Isolate:Ord:Genotyping | Reverse Transcription Polymerase Chain Reaction (RT-PCR) followed by Targeted Next-Generation Sequencing (NGS)
2022-04-04 | HIVDR | HIV-1 Genotypic Drug Resistance to Reverse Transcriptase, Protease, and Integrase Inhibitors, Plasma | 616739 | Didanosine | 30284-4 | Didanosine:Susc:Pt:Isolate:Ord:Genotyping | Reverse Transcription Polymerase Chain Reaction (RT-PCR) followed by Targeted Next-Generation Sequencing (NGS)
2022-04-04 | HIVDR | HIV-1 Genotypic Drug Resistance to Reverse Transcriptase, Protease, and Integrase Inhibitors, Plasma | 616740 | Emtricitabine | 41402-9 | Emtricitabine:Susc:Pt:Isolate:Ord:Genotyping | Reverse Transcription Polymerase Chain Reaction (RT-PCR) followed by Targeted Next-Generation Sequencing (NGS)
2022-04-04 | HIVDR | HIV-1 Genotypic Drug Resistance to Reverse Transcriptase, Protease, and Integrase Inhibitors, Plasma | 616741 | Lamivudine | 30283-6 | lamiVUDine:Susc:Pt:Isolate:Ord:Genotyping | Reverse Transcription Polymerase Chain Reaction (RT-PCR) followed by Targeted Next-Generation Sequencing (NGS)
2022-04-04 | HIVDR | HIV-1 Genotypic Drug Resistance to Reverse Transcriptase, Protease, and Integrase Inhibitors, Plasma | 616742 | Stavudine | 30286-9 | Stavudine:Susc:Pt:Isolate:Ord:Genotyping | Reverse Transcription Polymerase Chain Reaction (RT-PCR) followed by Targeted Next-Generation Sequencing (NGS)
2022-04-04 | HIVDR | HIV-1 Genotypic Drug Resistance to Reverse Transcriptase, Protease, and Integrase Inhibitors, Plasma | 616743 | Tenofovir | 41396-3 | Tenofovir:Susc:Pt:Isolate:Ord:Genotyping | Reverse Transcription Polymerase Chain Reaction (RT-PCR) followed by Targeted Next-Generation Sequencing (NGS)
2022-04-04 | HIVDR | HIV-1 Genotypic Drug Resistance to Reverse Transcriptase, Protease, and Integrase Inhibitors, Plasma | 616744 | Zidovudine | 30282-8 | Zidovudine:Susc:Pt:Isolate:Ord:Genotyping | Reverse Transcription Polymerase Chain Reaction (RT-PCR) followed by Targeted Next-Generation Sequencing (NGS)
2022-04-04 | HIVDR | HIV-1 Genotypic Drug Resistance to Reverse Transcriptase, Protease, and Integrase Inhibitors, Plasma | 616745 | Nonnucleoside RT mutations | 45176-5 | HIV nonnucleoside reverse transcriptase gene mutations detected:Prid:Pt:Isolate:Nom: | Reverse Transcription Polymerase Chain Reaction (RT-PCR) followed by Targeted Next-Generation Sequencing (NGS)
2022-04-04 | HIVDR | HIV-1 Genotypic Drug Resistance to Reverse Transcriptase, Protease, and Integrase Inhibitors, Plasma | 616746 | Doravirine | 91897-9 | Doravirine:Susc:Pt:Isolate:Ord:Genotyping | Reverse Transcription Polymerase Chain Reaction (RT-PCR) followed by Targeted Next-Generation Sequencing (NGS)
2022-04-04 | HIVDR | HIV-1 Genotypic Drug Resistance to Reverse Transcriptase, Protease, and Integrase Inhibitors, Plasma | 616747 | Efavirenz | 30291-9 | Efavirenz:Susc:Pt:Isolate:Ord:Genotyping | Reverse Transcription Polymerase Chain Reaction (RT-PCR) followed by Targeted Next-Generation Sequencing (NGS)
2022-04-04 | HIVDR | HIV-1 Genotypic Drug Resistance to Reverse Transcriptase, Protease, and Integrase Inhibitors, Plasma | 616748 | Etravirine | 52749-9 | Etravirine:Susc:Pt:Isolate:Ord:Genotyping | Reverse Transcription Polymerase Chain Reaction (RT-PCR) followed by Targeted Next-Generation Sequencing (NGS)
2022-04-04 | HIVDR | HIV-1 Genotypic Drug Resistance to Reverse Transcriptase, Protease, and Integrase Inhibitors, Plasma | 616749 | Nevirapine | 30289-3 | Nevirapine:Susc:Pt:Isolate:Ord:Genotyping | Reverse Transcription Polymerase Chain Reaction (RT-PCR) followed by Targeted Next-Generation Sequencing (NGS)
2022-04-04 | HIVDR | HIV-1 Genotypic Drug Resistance to Reverse Transcriptase, Protease, and Integrase Inhibitors, Plasma | 616750 | Rilpivirine | 68463-9 | Rilpivirine:Susc:Pt:Isolate:Ord:Genotyping | Reverse Transcription Polymerase Chain Reaction (RT-PCR) followed by Targeted Next-Generation Sequencing (NGS)
2022-04-04 | HIVDR | HIV-1 Genotypic Drug Resistance to Reverse Transcriptase, Protease, and Integrase Inhibitors, Plasma | 616751 | Protease Mutations | 33630-5 | HIV protease gene mutations detected:Prid:Pt:Isolate:Nom: | Reverse Transcription Polymerase Chain Reaction (RT-PCR) followed by Targeted Next-Generation Sequencing (NGS)
2022-04-04 | HIVDR | HIV-1 Genotypic Drug Resistance to Reverse Transcriptase, Protease, and Integrase Inhibitors, Plasma | 616752 | Atazanavir + Ritonavir | 49618-2 | Atazanavir+Ritonavir:Susc:Pt:Isolate:Ord:Genotyping | Reverse Transcription Polymerase Chain Reaction (RT-PCR) followed by Targeted Next-Generation Sequencing (NGS)
2022-04-04 | HIVDR | HIV-1 Genotypic Drug Resistance to Reverse Transcriptase, Protease, and Integrase Inhibitors, Plasma | 616753 | Darunavir + Ritonavir | 49630-7 | Darunavir+Ritonavir:Susc:Pt:Isolate:Ord:Genotyping | Reverse Transcription Polymerase Chain Reaction (RT-PCR) followed by Targeted Next-Generation Sequencing (NGS)
2022-04-04 | HIVDR | HIV-1 Genotypic Drug Resistance to Reverse Transcriptase, Protease, and Integrase Inhibitors, Plasma | 616754 | Fosamprenavir + Ritonavir | 51409-1 | Fosamprenavir+Ritonavir:Susc:Pt:Isolate:Ord:Genotyping | Reverse Transcription Polymerase Chain Reaction (RT-PCR) followed by Targeted Next-Generation Sequencing (NGS)
2022-04-04 | HIVDR | HIV-1 Genotypic Drug Resistance to Reverse Transcriptase, Protease, and Integrase Inhibitors, Plasma | 616755 | Indinavir + Ritonavir | 49619-0 | Indinavir+Ritonavir:Susc:Pt:Isolate:Ord:Genotyping | Reverse Transcription Polymerase Chain Reaction (RT-PCR) followed by Targeted Next-Generation Sequencing (NGS)
2022-04-04 | HIVDR | HIV-1 Genotypic Drug Resistance to Reverse Transcriptase, Protease, and Integrase Inhibitors, Plasma | 616756 | Lopinavir + Ritonavir | 42000-0 | Lopinavir+Ritonavir:Susc:Pt:Isolate:Ord:Genotyping | Reverse Transcription Polymerase Chain Reaction (RT-PCR) followed by Targeted Next-Generation Sequencing (NGS)
2022-04-04 | HIVDR | HIV-1 Genotypic Drug Resistance to Reverse Transcriptase, Protease, and Integrase Inhibitors, Plasma | 616757 | Nelfinavir | 30294-3 | Nelfinavir:Susc:Pt:Isolate:Ord:Genotyping | Reverse Transcription Polymerase Chain Reaction (RT-PCR) followed by Targeted Next-Generation Sequencing (NGS)
2022-04-04 | HIVDR | HIV-1 Genotypic Drug Resistance to Reverse Transcriptase, Protease, and Integrase Inhibitors, Plasma | 616758 | Saquinavir + Ritonavir | 49621-6 | Saquinavir+Ritonavir:Susc:Pt:Isolate:Ord:Genotyping | Reverse Transcription Polymerase Chain Reaction (RT-PCR) followed by Targeted Next-Generation Sequencing (NGS)
2022-04-04 | HIVDR | HIV-1 Genotypic Drug Resistance to Reverse Transcriptase, Protease, and Integrase Inhibitors, Plasma | 616759 | Tipranavir + Ritonavir | 49622-4 | Tipranavir+Ritonavir:Susc:Pt:Isolate:Ord:Genotyping | Reverse Transcription Polymerase Chain Reaction (RT-PCR) followed by Targeted Next-Generation Sequencing (NGS)
2022-03-31 | AMYR | Beta-Amyloid Ratio (1-42/1-40), Spinal Fluid | 4240R | Beta-Amyloid Ratio | 98485-6 | Amyloid beta 42 peptide/Amyloid beta 40 peptide:MRto:Pt:CSF:Qn: | Chemiluminescent Immunoassay/Calculation
2022-03-31 | AMYR | Beta-Amyloid Ratio (1-42/1-40), Spinal Fluid | AMYIN | Beta-Amyloid Ratio Interpretation | 69048-7 | Immunologist review:Imp:Pt:XXX:Nar: | Chemiluminescent Immunoassay/Calculation
2022-03-30 | FHSPP | Hypersensitivity Pneumonitis Panel | Z6124 | Laceyella sacchari IgG | Not Provided |  | Immunoassay FEIA
2022-03-18 | CRSBF | Crystal Identification, Body Fluid | CRYID | Crystal ID | 6825-4 | Crystals:Prid:Pt:Body fld:Nom:Microscopy.light | Compensated Polarized Light Microscopy
2022-03-18 | CRSBF | Crystal Identification, Body Fluid | CRYFT | Fluid Type | 14725-6 | Fluid:Type:Pt:Body fld:Nom: | Compensated Polarized Light Microscopy
2022-03-18 | CRSBF | Crystal Identification, Body Fluid | CRYCM | Comment | 77202-0 | Laboratory comment:Txt:Pt:Report:Nar: | Compensated Polarized Light Microscopy
2022-03-15 | HFET | Hereditary Hemochromatosis, HFE Variant Analysis, Varies | 614667 | Result Summary | 50397-9 | Molecular diagnostic overall interpretation:PrThr:Pt:Bld/Tiss:Ord:Molgen | Droplet Digital Polymerase Chain Reaction (ddPCR)
2022-03-15 | HFET | Hereditary Hemochromatosis, HFE Variant Analysis, Varies | 614668 | Result | 82939-0 | Genetic variant details:Find:Pt:Bld/Tiss:Nar:Molgen | Droplet Digital Polymerase Chain Reaction (ddPCR)
2022-03-15 | HFET | Hereditary Hemochromatosis, HFE Variant Analysis, Varies | 614669 | Interpretation | 69047-9 | Geneticist review:Imp:Pt:XXX:Nar: | Droplet Digital Polymerase Chain Reaction (ddPCR)
2022-03-15 | HFET | Hereditary Hemochromatosis, HFE Variant Analysis, Varies | 614670 | Specimen | 31208-2 | Specimen source:Prid:Pt:XXX:Nom: | Droplet Digital Polymerase Chain Reaction (ddPCR)
2022-03-15 | HFET | Hereditary Hemochromatosis, HFE Variant Analysis, Varies | 614791 | Source | 31208-2 | Specimen source:Prid:Pt:XXX:Nom: | Droplet Digital Polymerase Chain Reaction (ddPCR)
2022-03-15 | HFET | Hereditary Hemochromatosis, HFE Variant Analysis, Varies | 614792 | Method | 85069-3 | Lab test method:Type:Pt:Specimen:Nom: | Droplet Digital Polymerase Chain Reaction (ddPCR)
2022-03-15 | HFET | Hereditary Hemochromatosis, HFE Variant Analysis, Varies | 614793 | Released By | 18771-6 | Provider.signing name:Pn:Pt:Report:Nom: | Droplet Digital Polymerase Chain Reaction (ddPCR)
2022-03-11 | CNSA | Central Nervous System Consultation, Autopsy, Varies | 71070 | Interpretation | 18743-5 | Autopsy report:Find:Pt:{Setting}:Doc:{Role} | Stain
2022-03-09 | CMPRE | Family Member Comparator Specimen for Exome Sequencing, Varies | 616414 | Interpretation | 69047-9 | Geneticist review:Imp:Pt:XXX:Nar: | Sequence Capture and Targeted Next-Generation Sequencing followed by Sanger Sequencing or Quantitative Polymerase Chain Reaction (qPCR), as needed
2022-03-09 | CMPRE | Family Member Comparator Specimen for Exome Sequencing, Varies | 616415 | Specimen | 31208-2 | Specimen source:Prid:Pt:XXX:Nom: | Sequence Capture and Targeted Next-Generation Sequencing followed by Sanger Sequencing or Quantitative Polymerase Chain Reaction (qPCR), as needed
2022-03-09 | CMPRE | Family Member Comparator Specimen for Exome Sequencing, Varies | 616416 | Source | 31208-2 | Specimen source:Prid:Pt:XXX:Nom: | Sequence Capture and Targeted Next-Generation Sequencing followed by Sanger Sequencing or Quantitative Polymerase Chain Reaction (qPCR), as needed
2022-03-09 | CMPRE | Family Member Comparator Specimen for Exome Sequencing, Varies | 616417 | Released By | 18771-6 | Provider.signing name:Pn:Pt:Report:Nom: | Sequence Capture and Targeted Next-Generation Sequencing followed by Sanger Sequencing or Quantitative Polymerase Chain Reaction (qPCR), as needed
2022-03-09 | WESDX | Whole Exome Sequencing for Hereditary Disorders, Varies | 616410 | Interpretation | 69047-9 | Geneticist review:Imp:Pt:XXX:Nar: | Sequence Capture and Targeted Next-Generation Sequencing followed by Sanger Sequencing or Quantitative Polymerase Chain Reaction (qPCR), as needed.
2022-03-09 | WESDX | Whole Exome Sequencing for Hereditary Disorders, Varies | 616411 | Specimen | 31208-2 | Specimen source:Prid:Pt:XXX:Nom: | Sequence Capture and Targeted Next-Generation Sequencing followed by Sanger Sequencing or Quantitative Polymerase Chain Reaction (qPCR), as needed.
2022-03-09 | WESDX | Whole Exome Sequencing for Hereditary Disorders, Varies | 616412 | Source | 31208-2 | Specimen source:Prid:Pt:XXX:Nom: | Sequence Capture and Targeted Next-Generation Sequencing followed by Sanger Sequencing or Quantitative Polymerase Chain Reaction (qPCR), as needed.
2022-03-09 | WESDX | Whole Exome Sequencing for Hereditary Disorders, Varies | 616413 | Released By | 18771-6 | Provider.signing name:Pn:Pt:Report:Nom: | Sequence Capture and Targeted Next-Generation Sequencing followed by Sanger Sequencing or Quantitative Polymerase Chain Reaction (qPCR), as needed.
2022-03-07 | FCSC | Synthetic Cannabinoid Metabolites Screen, Expanded, Urine | Z6094 | 5F-PINACA 3-methylbutanoic acid | Not Provided |  | High Performance Liquid Chromatography/Tandem Mass Spectrometry (LC-MS/MS)
2022-03-07 | FCSC | Synthetic Cannabinoid Metabolites Screen, Expanded, Urine | Z6095 | 4F-BINACA 3,3-dimethylbutanoic acid | Not Provided |  | High Performance Liquid Chromatography/Tandem Mass Spectrometry (LC-MS/MS)
2022-03-07 | FCSC | Synthetic Cannabinoid Metabolites Screen, Expanded, Urine | Z6096 | 5F-PICA 3,3-dimethylbutanoic acid | Not Provided |  | High Performance Liquid Chromatography/Tandem Mass Spectrometry (LC-MS/MS)
2022-03-07 | FCSC | Synthetic Cannabinoid Metabolites Screen, Expanded, Urine | Z6097 | 5F-PINACA 3,3-dimethylbutanoic acid | Not Provided |  | High Performance Liquid Chromatography/Tandem Mass Spectrometry (LC-MS/MS)
2022-03-07 | FCSC | Synthetic Cannabinoid Metabolites Screen, Expanded, Urine | Z6098 | MDMB-4en-PINACA butanoic acid | Not Provided |  | High Performance Liquid Chromatography/Tandem Mass Spectrometry (LC-MS/MS)
2022-03-07 | FCSC | Synthetic Cannabinoid Metabolites Screen, Expanded, Urine | Z6099 | FUBINACA 3-methylbutanoic acid | Not Provided |  | High Performance Liquid Chromatography/Tandem Mass Spectrometry (LC-MS/MS)
2022-03-07 | FCSC | Synthetic Cannabinoid Metabolites Screen, Expanded, Urine | Z6100 | FUBINACA 3,3-dimethylbutanoic acid | Not Provided |  | High Performance Liquid Chromatography/Tandem Mass Spectrometry (LC-MS/MS)
2022-03-07 | FCSC | Synthetic Cannabinoid Metabolites Screen, Expanded, Urine | Z6101 | 4-carboxy-NA-PIM | Not Provided |  | High Performance Liquid Chromatography/Tandem Mass Spectrometry (LC-MS/MS)
2022-03-04 | CEAPC | Carcinoembryonic Antigen (CEA), Pancreatic Cyst Fluid | CEAP | CEA, Pancreatic Cyst | 97747-0 | Carcinoembryonic Ag:MCnc:Pt:Asp:Qn: | Immunoenzymatic Assay
2022-03-04 | PFCEA | Carcinoembryonic Antigen (CEA), Pleural Fluid | PCEA | CEA, Pleural Fluid | 19169-2 | Carcinoembryonic Ag:MCnc:Pt:Plr fld:Qn: | Immunoenzymatic Assay
2022-03-04 | 199PC | Carbohydrate Antigen 19-9 (CA 19-9), Pancreatic Cyst Fluid | 199P | CA19-9, Pancreatic Cyst | 97750-4 | Cancer Ag 19-9:ACnc:Pt:Asp:Qn: | Immunoenzymatic Assay
2022-03-02 | MSCG | Collagenofibrotic Glomerulopathy Confirmation, Mass Spectrometry | 617019 | Gross Description | 22634-0 | Path report.gross observation:Find:Pt:Specimen:Nar: | Liquid Chromatography Tandem Mass Spectrometry (LC-MS/MS)
2022-03-02 | MSFNG | Fibronectin Glomerulopathy Confirmation, Mass Spectrometry | 617017 | Gross Description | 22634-0 | Path report.gross observation:Find:Pt:Specimen:Nar: | Liquid Chromatography Tandem Mass Spectrometry (LC-MS/MS)
2022-03-02 | MSCG | Collagenofibrotic Glomerulopathy Confirmation, Mass Spectrometry | 617020 | Addendum | 35265-8 | Path report.addendum:Find:Pt:Specimen:Nar: | Liquid Chromatography Tandem Mass Spectrometry (LC-MS/MS)
2022-03-02 | MSFNG | Fibronectin Glomerulopathy Confirmation, Mass Spectrometry | 617018 | Addendum | 35265-8 | Path report.addendum:Find:Pt:Specimen:Nar: | Liquid Chromatography Tandem Mass Spectrometry (LC-MS/MS)
2022-03-02 | MSFNG | Fibronectin Glomerulopathy Confirmation, Mass Spectrometry | 615306 | Interpretation | 50595-8 | Pathologist interpretation:Imp:Pt:XXX:Nom: | Liquid Chromatography Tandem Mass Spectrometry (LC-MS/MS)
2022-03-02 | MSFNG | Fibronectin Glomerulopathy Confirmation, Mass Spectrometry | 615308 | Report electronically signed by | 19139-5 | Pathologist name:Pn:Pt:Provider:Nom: | Liquid Chromatography Tandem Mass Spectrometry (LC-MS/MS)
2022-03-02 | MSFNG | Fibronectin Glomerulopathy Confirmation, Mass Spectrometry | 615309 | Material Received | 81178-6 | Tissue block description and site:Desc:Pt:Specimen:Nar: | Liquid Chromatography Tandem Mass Spectrometry (LC-MS/MS)
2022-03-02 | MSFNG | Fibronectin Glomerulopathy Confirmation, Mass Spectrometry | 615310 | Disclaimer | 62364-5 | Test performance information:Find:Pt:XXX:Nar: | Liquid Chromatography Tandem Mass Spectrometry (LC-MS/MS)
2022-03-02 | MSFNG | Fibronectin Glomerulopathy Confirmation, Mass Spectrometry | 615311 | Case Number | 80398-1 | Unique identifier:ID:Pt:Current sample:Nom: | Liquid Chromatography Tandem Mass Spectrometry (LC-MS/MS)
2022-03-02 | MSCG | Collagenofibrotic Glomerulopathy Confirmation, Mass Spectrometry | 615299 | Interpretation | 50595-8 | Pathologist interpretation:Imp:Pt:XXX:Nom: | Liquid Chromatography Tandem Mass Spectrometry (LC-MS/MS)
2022-03-02 | MSCG | Collagenofibrotic Glomerulopathy Confirmation, Mass Spectrometry | 615301 | Report electronically signed by | 19139-5 | Pathologist name:Pn:Pt:Provider:Nom: | Liquid Chromatography Tandem Mass Spectrometry (LC-MS/MS)
2022-03-02 | MSCG | Collagenofibrotic Glomerulopathy Confirmation, Mass Spectrometry | 615302 | Material Received | 81178-6 | Tissue block description and site:Desc:Pt:Specimen:Nar: | Liquid Chromatography Tandem Mass Spectrometry (LC-MS/MS)
2022-03-02 | MSCG | Collagenofibrotic Glomerulopathy Confirmation, Mass Spectrometry | 615303 | Disclaimer | 62364-5 | Test performance information:Find:Pt:XXX:Nar: | Liquid Chromatography Tandem Mass Spectrometry (LC-MS/MS)
2022-03-02 | MSCG | Collagenofibrotic Glomerulopathy Confirmation, Mass Spectrometry | 615304 | Case Number | 80398-1 | Unique identifier:ID:Pt:Current sample:Nom: | Liquid Chromatography Tandem Mass Spectrometry (LC-MS/MS)
2022-03-01 | RO52 | Ro52 Antibody, IgG, Serum | RO52 | Ro52 Antibody, IgG, S | 53017-0 | Sjogrens syndrome-A extractable nuclear 52kD Ab:ACnc:Pt:Ser:Qn: | Chemiluminescent Immunoassay
2022-03-01 | RO60 | Ro60 Antibody, IgG, Serum | RO60 | Ro60 Antibody, IgG, S | 53019-6 | Sjogrens syndrome-A extractable nuclear 60kD Ab:ACnc:Pt:Ser:Qn: | Chemiluminescent Immunoassay
2022-02-21 | CUS1 | Copper, Serum | 616155 | Copper, S | 5631-7 | Copper:MCnc:Pt:Ser/Plas:Qn: | Dynamic Reaction Cell-Inductively Coupled Plasma-Mass Spectrometry (DRC-ICP-MS)
2022-02-18 | CHIKM | Chikungunya IgM, Antibody, Serum | CHIKM | Chikungunya IgM, Ab, S | 88629-1 | Chikungunya virus Ab.IgM:PrThr:Pt:Ser/Plas:Ord:IA | Only orderable as part of a profile. For more information see CHIKV / Chikungunya IgM and IgG, Antibody, Serum.
2022-02-18 | CHIKG | Chikungunya IgG, Antibody, Serum | CHIKG | Chikungunya IgG, Ab, S | 88630-9 | Chikungunya virus Ab.IgG:PrThr:Pt:Ser/Plas:Ord:IA | Only orderable as part of a profile. For more information see CHIKV / Chikungunya IgM and IgG, Antibody, Serum.
2022-02-18 | FRFIT | Rabies Antibody Endpoint | Z2071 | Rabies Titer-Response | 6524-3 | Rabies virus Ab.Neut:ACnc:Pt:Ser:Qn:Neut | Serum Neutralization Fluorescent Antibody
2022-02-18 | FMSS2 | Maternal Serum Screening, Integrated, Specimen #2, Alpha Fetoprotein, Hcg, Estriol, and Inhibin A | Z5202 | EER Maternal Serum, Integrated, Sp2 | 11526-1 | Pathology study:Find:Pt:^Patient:Doc:Pathology | Quantitative Chemiluminescent Immunoassay
2022-02-18 | FMNPP | Motor Neuropathy Panel | Z4557 | EER Motor Neuropathy Panel | 11526-1 | Pathology study:Find:Pt:^Patient:Doc:Pathology | Semi-Quantitative Enzyme-Linked Immunosorbent Assay Quantitative Immunoturbidimetry Quantitative Capillary Electrophoresis Qualitative Immunofixation Electrophoresis Colorimetric Assay
2022-02-17 | TRIG1 | Triglycerides, Serum | INTC1 | Fasting (8 HR or more) | 87527-8 | Fasting duration:Time:Pt:^Patient:Qn: | Enzymatic Colorimetric
2022-02-14 | KRASW | KRAS Somatic Mutation Analysis, Peritoneal Fluid | 616453 | Result Summary | 50397-9 | Molecular diagnostic overall interpretation:PrThr:Pt:Bld/Tiss:Ord:Molgen | Droplet Digital Polymerase Chain Reaction (ddPCR)
2022-02-14 | KRASW | KRAS Somatic Mutation Analysis, Peritoneal Fluid | 616454 | Result | 82939-0 | Genetic variant details:Find:Pt:Bld/Tiss:Nar:Molgen | Droplet Digital Polymerase Chain Reaction (ddPCR)
2022-02-14 | KRASW | KRAS Somatic Mutation Analysis, Peritoneal Fluid | 616455 | Interpretation | 69047-9 | Geneticist review:Imp:Pt:XXX:Nar: | Droplet Digital Polymerase Chain Reaction (ddPCR)
2022-02-14 | KRASW | KRAS Somatic Mutation Analysis, Peritoneal Fluid | 616456 | Specimen | 31208-2 | Specimen source:Prid:Pt:XXX:Nom: | Droplet Digital Polymerase Chain Reaction (ddPCR)
2022-02-14 | KRASW | KRAS Somatic Mutation Analysis, Peritoneal Fluid | 616457 | Source | 31208-2 | Specimen source:Prid:Pt:XXX:Nom: | Droplet Digital Polymerase Chain Reaction (ddPCR)
2022-02-14 | KRASW | KRAS Somatic Mutation Analysis, Peritoneal Fluid | 616459 | Released By | 18771-6 | Provider.signing name:Pn:Pt:Report:Nom: | Droplet Digital Polymerase Chain Reaction (ddPCR)
2022-02-14 | KRASW | KRAS Somatic Mutation Analysis, Peritoneal Fluid | 616460 | Method | 85069-3 | Lab test method:Type:Pt:Specimen:Nom:* | Droplet Digital Polymerase Chain Reaction (ddPCR)
2022-02-14 | KRASW | KRAS Somatic Mutation Analysis, Peritoneal Fluid | 616461 | Disclaimer | 62364-5 | Test performance information:Find:Pt:XXX:Nar: | Droplet Digital Polymerase Chain Reaction (ddPCR)
2022-02-14 | KRASW | KRAS Somatic Mutation Analysis, Peritoneal Fluid | 616462 | Additional Information | 48767-8 | Annotation comment:Imp:Pt:{system}:Nar: | Droplet Digital Polymerase Chain Reaction (ddPCR)
2022-02-11 | TSCP | Tuberous Sclerosis Gene Panel, Varies | 616547 | Genes Analyzed | 48018-6 | Gene identifier:ID:Pt:Bld/Tiss:Nom: | Sequence Capture and Targeted Next-Generation Sequencing followed by Polymerase Chain Reaction (PCR) and Sanger Sequencing.
2022-02-11 | CSTB | CSTB Gene, Repeat Expansion Analysis, Varies | 616516 | Result Summary | 50397-9 | Molecular diagnostic overall interpretation:PrThr:Pt:Bld/Tiss:Ord:Molgen | Polymerase Chain Reaction (PCR)
2022-02-11 | CSTB | CSTB Gene, Repeat Expansion Analysis, Varies | 616517 | Result | 82939-0 | Genetic variant details:Find:Pt:Bld/Tiss:Nar:Molgen | Polymerase Chain Reaction (PCR)
2022-02-11 | CSTB | CSTB Gene, Repeat Expansion Analysis, Varies | 616518 | Interpretation | 69047-9 | Geneticist review:Imp:Pt:XXX:Nar: | Polymerase Chain Reaction (PCR)
2022-02-11 | CSTB | CSTB Gene, Repeat Expansion Analysis, Varies | 616519 | Reason for Referral | 42349-1 | Reason for referral:Find:Pt:^Patient:Nar: | Polymerase Chain Reaction (PCR)
2022-02-11 | CSTB | CSTB Gene, Repeat Expansion Analysis, Varies | 616520 | Specimen | 31208-2 | Specimen source:Prid:Pt:XXX:Nom: | Polymerase Chain Reaction (PCR)
2022-02-11 | CSTB | CSTB Gene, Repeat Expansion Analysis, Varies | 616521 | Method | 85069-3 | Lab test method:Type:Pt:Specimen:Nom:* | Polymerase Chain Reaction (PCR)
2022-02-11 | CSTB | CSTB Gene, Repeat Expansion Analysis, Varies | 616522 | Source | 31208-2 | Specimen source:Prid:Pt:XXX:Nom: | Polymerase Chain Reaction (PCR)
2022-02-11 | CSTB | CSTB Gene, Repeat Expansion Analysis, Varies | 616523 | Released By | 18771-6 | Provider.signing name:Pn:Pt:Report:Nom: | Polymerase Chain Reaction (PCR)
2022-02-09 | RPRT1 | Rapid Plasma Reagin (RPR) Screen with Reflex to Titer, Serum | 616863 | RPR Screen w/ Reflex to Titer,S | 20507-0 | Reagin Ab:PrThr:Pt:Ser:Ord:RPR | Flocculation/Agglutination
2022-02-07 | NTC3Z | NOTCH3 Gene, Full Gene Analysis, Varies | 616574 | Disclaimer | 62364-5 | Test performance information:Find:Pt:XXX:Nar: | Sequence Capture and Targeted Next-Generation Sequencing followed by Polymerase Chain Reaction (PCR) and Sanger Sequencing
2022-02-07 | NTC3Z | NOTCH3 Gene, Full Gene Analysis, Varies | 616575 | Released By | 18771-6 | Provider.signing name:Pn:Pt:Report:Nom: | Sequence Capture and Targeted Next-Generation Sequencing followed by Polymerase Chain Reaction (PCR) and Sanger Sequencing
2022-02-07 | EPPAN | Comprehensive Epilepsy With or Without Encephalopathy Gene Panel, Varies | 616551 | Test Description | 62364-5 | Test performance information:Find:Pt:XXX:Nar: | Sequence Capture and Targeted Next-Generation Sequencing followed by Polymerase Chain Reaction (PCR) and Sanger Sequencing
2022-02-07 | EPPAN | Comprehensive Epilepsy With or Without Encephalopathy Gene Panel, Varies | 616552 | Specimen | 31208-2 | Specimen source:Prid:Pt:XXX:Nom: | Sequence Capture and Targeted Next-Generation Sequencing followed by Polymerase Chain Reaction (PCR) and Sanger Sequencing
2022-02-07 | EPPAN | Comprehensive Epilepsy With or Without Encephalopathy Gene Panel, Varies | 616553 | Source | 31208-2 | Specimen source:Prid:Pt:XXX:Nom: | Sequence Capture and Targeted Next-Generation Sequencing followed by Polymerase Chain Reaction (PCR) and Sanger Sequencing
2022-02-07 | EPPAN | Comprehensive Epilepsy With or Without Encephalopathy Gene Panel, Varies | 616554 | Result Summary | 50397-9 | Molecular diagnostic overall interpretation:PrThr:Pt:Bld/Tiss:Ord:Molgen | Sequence Capture and Targeted Next-Generation Sequencing followed by Polymerase Chain Reaction (PCR) and Sanger Sequencing
2022-02-07 | EPPAN | Comprehensive Epilepsy With or Without Encephalopathy Gene Panel, Varies | 616555 | Result | 82939-0 | Genetic variant details:Find:Pt:Bld/Tiss:Nar:Molgen | Sequence Capture and Targeted Next-Generation Sequencing followed by Polymerase Chain Reaction (PCR) and Sanger Sequencing
2022-02-07 | EPPAN | Comprehensive Epilepsy With or Without Encephalopathy Gene Panel, Varies | 616556 | Interpretation | 69047-9 | Geneticist review:Imp:Pt:XXX:Nar: | Sequence Capture and Targeted Next-Generation Sequencing followed by Polymerase Chain Reaction (PCR) and Sanger Sequencing
2022-02-07 | EPPAN | Comprehensive Epilepsy With or Without Encephalopathy Gene Panel, Varies | 616558 | Additional Information | 48767-8 | Annotation comment:Imp:Pt:{system}:Nar: | Sequence Capture and Targeted Next-Generation Sequencing followed by Polymerase Chain Reaction (PCR) and Sanger Sequencing
2022-02-07 | EPPAN | Comprehensive Epilepsy With or Without Encephalopathy Gene Panel, Varies | 616559 | Method | 85069-3 | Lab test method:Type:Pt:Specimen:Nom:* | Sequence Capture and Targeted Next-Generation Sequencing followed by Polymerase Chain Reaction (PCR) and Sanger Sequencing
2022-02-07 | EPPAN | Comprehensive Epilepsy With or Without Encephalopathy Gene Panel, Varies | 616560 | Genes Analyzed | 82939-0 | Genetic variant details:Find:Pt:Bld/Tiss:Nar:Molgen | Sequence Capture and Targeted Next-Generation Sequencing followed by Polymerase Chain Reaction (PCR) and Sanger Sequencing
2022-02-07 | EPPAN | Comprehensive Epilepsy With or Without Encephalopathy Gene Panel, Varies | 616561 | Disclaimer | 62364-5 | Test performance information:Find:Pt:XXX:Nar: | Sequence Capture and Targeted Next-Generation Sequencing followed by Polymerase Chain Reaction (PCR) and Sanger Sequencing
2022-02-07 | EPPAN | Comprehensive Epilepsy With or Without Encephalopathy Gene Panel, Varies | 616562 | Released By | 18771-6 | Provider.signing name:Pn:Pt:Report:Nom: | Sequence Capture and Targeted Next-Generation Sequencing followed by Polymerase Chain Reaction (PCR) and Sanger Sequencing
2022-02-07 | NTC3Z | NOTCH3 Gene, Full Gene Analysis, Varies | 616564 | Test Description | 62364-5 | Test performance information:Find:Pt:XXX:Nar: | Sequence Capture and Targeted Next-Generation Sequencing followed by Polymerase Chain Reaction (PCR) and Sanger Sequencing
2022-02-07 | NTC3Z | NOTCH3 Gene, Full Gene Analysis, Varies | 616565 | Specimen | 31208-2 | Specimen source:Prid:Pt:XXX:Nom: | Sequence Capture and Targeted Next-Generation Sequencing followed by Polymerase Chain Reaction (PCR) and Sanger Sequencing
2022-02-07 | NTC3Z | NOTCH3 Gene, Full Gene Analysis, Varies | 616566 | Source | 31208-2 | Specimen source:Prid:Pt:XXX:Nom: | Sequence Capture and Targeted Next-Generation Sequencing followed by Polymerase Chain Reaction (PCR) and Sanger Sequencing
2022-02-07 | NTC3Z | NOTCH3 Gene, Full Gene Analysis, Varies | 616567 | Result Summary | 50397-9 | Molecular diagnostic overall interpretation:PrThr:Pt:Bld/Tiss:Ord:Molgen | Sequence Capture and Targeted Next-Generation Sequencing followed by Polymerase Chain Reaction (PCR) and Sanger Sequencing
2022-02-07 | NTC3Z | NOTCH3 Gene, Full Gene Analysis, Varies | 616568 | Result | 82939-0 | Genetic variant details:Find:Pt:Bld/Tiss:Nar:Molgen | Sequence Capture and Targeted Next-Generation Sequencing followed by Polymerase Chain Reaction (PCR) and Sanger Sequencing
2022-02-07 | NTC3Z | NOTCH3 Gene, Full Gene Analysis, Varies | 616569 | Interpretation | 69047-9 | Geneticist review:Imp:Pt:XXX:Nar: | Sequence Capture and Targeted Next-Generation Sequencing followed by Polymerase Chain Reaction (PCR) and Sanger Sequencing
2022-02-07 | NTC3Z | NOTCH3 Gene, Full Gene Analysis, Varies | 616571 | Additional Information | 48767-8 | Annotation comment:Imp:Pt:{system}:Nar: | Sequence Capture and Targeted Next-Generation Sequencing followed by Polymerase Chain Reaction (PCR) and Sanger Sequencing
2022-02-07 | NTC3Z | NOTCH3 Gene, Full Gene Analysis, Varies | 616572 | Method | 85069-3 | Lab test method:Type:Pt:Specimen:Nom:* | Sequence Capture and Targeted Next-Generation Sequencing followed by Polymerase Chain Reaction (PCR) and Sanger Sequencing
2022-02-07 | NTC3Z | NOTCH3 Gene, Full Gene Analysis, Varies | 616573 | Genes Analyzed | 82939-0 | Genetic variant details:Find:Pt:Bld/Tiss:Nar:Molgen | Sequence Capture and Targeted Next-Generation Sequencing followed by Polymerase Chain Reaction (PCR) and Sanger Sequencing
2022-02-07 | MCP2Z | MECP2 Gene, Full Gene Analysis, Varies | 616577 | Test Description | 62364-5 | Test performance information:Find:Pt:XXX:Nar: | Sequence Capture and Targeted Next-Generation Sequencing followed by Polymerase Chain Reaction (PCR) and Sanger Sequencing
2022-02-07 | MCP2Z | MECP2 Gene, Full Gene Analysis, Varies | 616578 | Specimen | 31208-2 | Specimen source:Prid:Pt:XXX:Nom: | Sequence Capture and Targeted Next-Generation Sequencing followed by Polymerase Chain Reaction (PCR) and Sanger Sequencing
2022-02-07 | MCP2Z | MECP2 Gene, Full Gene Analysis, Varies | 616579 | Source | 31208-2 | Specimen source:Prid:Pt:XXX:Nom: | Sequence Capture and Targeted Next-Generation Sequencing followed by Polymerase Chain Reaction (PCR) and Sanger Sequencing
2022-02-07 | MCP2Z | MECP2 Gene, Full Gene Analysis, Varies | 616580 | Result Summary | 50397-9 | Molecular diagnostic overall interpretation:PrThr:Pt:Bld/Tiss:Ord:Molgen | Sequence Capture and Targeted Next-Generation Sequencing followed by Polymerase Chain Reaction (PCR) and Sanger Sequencing
2022-02-07 | MCP2Z | MECP2 Gene, Full Gene Analysis, Varies | 616581 | Result | 82939-0 | Genetic variant details:Find:Pt:Bld/Tiss:Nar:Molgen | Sequence Capture and Targeted Next-Generation Sequencing followed by Polymerase Chain Reaction (PCR) and Sanger Sequencing
2022-02-07 | MCP2Z | MECP2 Gene, Full Gene Analysis, Varies | 616582 | Interpretation | 69047-9 | Geneticist review:Imp:Pt:XXX:Nar: | Sequence Capture and Targeted Next-Generation Sequencing followed by Polymerase Chain Reaction (PCR) and Sanger Sequencing
2022-02-07 | MCP2Z | MECP2 Gene, Full Gene Analysis, Varies | 616584 | Additional Information | 48767-8 | Annotation comment:Imp:Pt:{system}:Nar: | Sequence Capture and Targeted Next-Generation Sequencing followed by Polymerase Chain Reaction (PCR) and Sanger Sequencing
2022-02-07 | MCP2Z | MECP2 Gene, Full Gene Analysis, Varies | 616585 | Method | 85069-3 | Lab test method:Type:Pt:Specimen:Nom:* | Sequence Capture and Targeted Next-Generation Sequencing followed by Polymerase Chain Reaction (PCR) and Sanger Sequencing
2022-02-07 | MCP2Z | MECP2 Gene, Full Gene Analysis, Varies | 616586 | Genes Analyzed | 82939-0 | Genetic variant details:Find:Pt:Bld/Tiss:Nar:Molgen | Sequence Capture and Targeted Next-Generation Sequencing followed by Polymerase Chain Reaction (PCR) and Sanger Sequencing
2022-02-07 | MCP2Z | MECP2 Gene, Full Gene Analysis, Varies | 616587 | Disclaimer | 62364-5 | Test performance information:Find:Pt:XXX:Nar: | Sequence Capture and Targeted Next-Generation Sequencing followed by Polymerase Chain Reaction (PCR) and Sanger Sequencing
2022-02-07 | MCP2Z | MECP2 Gene, Full Gene Analysis, Varies | 616588 | Released By | 18771-6 | Provider.signing name:Pn:Pt:Report:Nom: | Sequence Capture and Targeted Next-Generation Sequencing followed by Polymerase Chain Reaction (PCR) and Sanger Sequencing
2022-02-07 | TSCP | Tuberous Sclerosis Gene Panel, Varies | 616545 | Additional Information | 48767-8 | Annotation comment:Imp:Pt:{system}:Nar: | Sequence Capture and Targeted Next-Generation Sequencing followed by Polymerase Chain Reaction (PCR) and Sanger Sequencing.
2022-02-07 | TSCP | Tuberous Sclerosis Gene Panel, Varies | 616546 | Method | 85069-3 | Lab test method:Type:Pt:Specimen:Nom:* | Sequence Capture and Targeted Next-Generation Sequencing followed by Polymerase Chain Reaction (PCR) and Sanger Sequencing.
2022-02-07 | TSCP | Tuberous Sclerosis Gene Panel, Varies | 616548 | Disclaimer | 62364-5 | Test performance information:Find:Pt:XXX:Nar: | Sequence Capture and Targeted Next-Generation Sequencing followed by Polymerase Chain Reaction (PCR) and Sanger Sequencing.
2022-02-07 | TSCP | Tuberous Sclerosis Gene Panel, Varies | 616549 | Released By | 18771-6 | Provider.signing name:Pn:Pt:Report:Nom: | Sequence Capture and Targeted Next-Generation Sequencing followed by Polymerase Chain Reaction (PCR) and Sanger Sequencing.
2022-02-07 | HMEP | Hemiplegic Migraine With or Without Epilepsy Gene Panel, Varies | 616525 | Test Description | 62364-5 | Test performance information:Find:Pt:XXX:Nar: | Sequence Capture and Targeted Next-Generation Sequencing followed by Polymerase Chain Reaction (PCR) and Sanger Sequencing.
2022-02-07 | HMEP | Hemiplegic Migraine With or Without Epilepsy Gene Panel, Varies | 616526 | Specimen | 31208-2 | Specimen source:Prid:Pt:XXX:Nom: | Sequence Capture and Targeted Next-Generation Sequencing followed by Polymerase Chain Reaction (PCR) and Sanger Sequencing.
2022-02-07 | HMEP | Hemiplegic Migraine With or Without Epilepsy Gene Panel, Varies | 616527 | Source | 31208-2 | Specimen source:Prid:Pt:XXX:Nom: | Sequence Capture and Targeted Next-Generation Sequencing followed by Polymerase Chain Reaction (PCR) and Sanger Sequencing.
2022-02-07 | HMEP | Hemiplegic Migraine With or Without Epilepsy Gene Panel, Varies | 616528 | Result Summary | 50397-9 | Molecular diagnostic overall interpretation:PrThr:Pt:Bld/Tiss:Ord:Molgen | Sequence Capture and Targeted Next-Generation Sequencing followed by Polymerase Chain Reaction (PCR) and Sanger Sequencing.
2022-02-07 | HMEP | Hemiplegic Migraine With or Without Epilepsy Gene Panel, Varies | 616529 | Result | 82939-0 | Genetic variant details:Find:Pt:Bld/Tiss:Nar:Molgen | Sequence Capture and Targeted Next-Generation Sequencing followed by Polymerase Chain Reaction (PCR) and Sanger Sequencing.
2022-02-07 | HMEP | Hemiplegic Migraine With or Without Epilepsy Gene Panel, Varies | 616530 | Interpretation | 69047-9 | Geneticist review:Imp:Pt:XXX:Nar: | Sequence Capture and Targeted Next-Generation Sequencing followed by Polymerase Chain Reaction (PCR) and Sanger Sequencing.
2022-02-07 | HMEP | Hemiplegic Migraine With or Without Epilepsy Gene Panel, Varies | 616532 | Additional Information | 48767-8 | Annotation comment:Imp:Pt:{system}:Nar: | Sequence Capture and Targeted Next-Generation Sequencing followed by Polymerase Chain Reaction (PCR) and Sanger Sequencing.
2022-02-07 | HMEP | Hemiplegic Migraine With or Without Epilepsy Gene Panel, Varies | 616533 | Method | 85069-3 | Lab test method:Type:Pt:Specimen:Nom:* | Sequence Capture and Targeted Next-Generation Sequencing followed by Polymerase Chain Reaction (PCR) and Sanger Sequencing.
2022-02-07 | HMEP | Hemiplegic Migraine With or Without Epilepsy Gene Panel, Varies | 616534 | Genes Analyzed | 82939-0 | Genetic variant details:Find:Pt:Bld/Tiss:Nar:Molgen | Sequence Capture and Targeted Next-Generation Sequencing followed by Polymerase Chain Reaction (PCR) and Sanger Sequencing.
2022-02-07 | HMEP | Hemiplegic Migraine With or Without Epilepsy Gene Panel, Varies | 616535 | Disclaimer | 62364-5 | Test performance information:Find:Pt:XXX:Nar: | Sequence Capture and Targeted Next-Generation Sequencing followed by Polymerase Chain Reaction (PCR) and Sanger Sequencing.
2022-02-07 | HMEP | Hemiplegic Migraine With or Without Epilepsy Gene Panel, Varies | 616536 | Released By | 18771-6 | Provider.signing name:Pn:Pt:Report:Nom: | Sequence Capture and Targeted Next-Generation Sequencing followed by Polymerase Chain Reaction (PCR) and Sanger Sequencing.
2022-02-07 | TSCP | Tuberous Sclerosis Gene Panel, Varies | 616538 | Test Description | 62364-5 | Test performance information:Find:Pt:XXX:Nar: | Sequence Capture and Targeted Next-Generation Sequencing followed by Polymerase Chain Reaction (PCR) and Sanger Sequencing.
2022-02-07 | TSCP | Tuberous Sclerosis Gene Panel, Varies | 616539 | Specimen | 31208-2 | Specimen source:Prid:Pt:XXX:Nom: | Sequence Capture and Targeted Next-Generation Sequencing followed by Polymerase Chain Reaction (PCR) and Sanger Sequencing.
2022-02-07 | TSCP | Tuberous Sclerosis Gene Panel, Varies | 616540 | Source | 31208-2 | Specimen source:Prid:Pt:XXX:Nom: | Sequence Capture and Targeted Next-Generation Sequencing followed by Polymerase Chain Reaction (PCR) and Sanger Sequencing.
2022-02-07 | TSCP | Tuberous Sclerosis Gene Panel, Varies | 616541 | Result Summary | 50397-9 | Molecular diagnostic overall interpretation:PrThr:Pt:Bld/Tiss:Ord:Molgen | Sequence Capture and Targeted Next-Generation Sequencing followed by Polymerase Chain Reaction (PCR) and Sanger Sequencing.
2022-02-07 | TSCP | Tuberous Sclerosis Gene Panel, Varies | 616542 | Result | 82939-0 | Genetic variant details:Find:Pt:Bld/Tiss:Nar:Molgen | Sequence Capture and Targeted Next-Generation Sequencing followed by Polymerase Chain Reaction (PCR) and Sanger Sequencing.
2022-02-07 | TSCP | Tuberous Sclerosis Gene Panel, Varies | 616543 | Interpretation | 69047-9 | Geneticist review:Imp:Pt:XXX:Nar: | Sequence Capture and Targeted Next-Generation Sequencing followed by Polymerase Chain Reaction (PCR) and Sanger Sequencing.
2022-01-31 | FHV6P | Herpesvirus 6 (HHV-6) DNA, Quantitative Real-Time PCR | Z6091 | Source | 31208-2 | Specimen source:Prid:Pt:XXX:Nom: | Real-Time Polymerase Chain Reaction (PCR)
2022-01-31 | FHV6P | Herpesvirus 6 (HHV-6) DNA, Quantitative Real-Time PCR | Z6092 | Herpes Virus 6 DNA, QN PCR | 38349-7 | Herpes virus 6 DNA:NCnc:Pt:XXX:Qn:Probe.amp.tar | Real-Time Polymerase Chain Reaction (PCR)
2022-01-25 | FJCQP | JC Polyoma Virus DNA, Quantitative Real-Time PCR, Plasma | Z6085 | Source | 31208-2 | Specimen source:Prid:Pt:XXX:Nom: | Real-Time Polymerase Chain Reaction (RT-PCR)
2022-01-21 | BCRAM | BCR/ABL1, p210, mRNA Detection, Reverse Transcription-PCR (RT-PCR), Quantitative, Monitoring Chronic Myeloid Leukemia (CML), Bone Marrow | 113589 | BCR/ABL1, p210 Result | 55135-8 | BCR-ABL1 kinase domain targeted mutation analysis:Prid:Pt:Bld/Tiss:Nom:Molgen | Quantitative Reverse Transcription-Polymerase Chain Reaction (RT-PCR)
2022-01-21 | FHV8P | Herpesvirus 8 (HHV-8) DNA, Quantitative Real-Time PCR | Z6082 | Source | 31208-2 | Specimen source:Prid:Pt:XXX:Nom: | Real-Time Polymerase Chain Reaction, RT-PCR
2022-01-21 | FHV8P | Herpesvirus 8 (HHV-8) DNA, Quantitative Real-Time PCR | Z6083 | Herpesvirus 8 DNA, QN PCR | 49406-2 | Herpes virus 8 DNA:NCnc:Pt:Bld:Qn:Probe.amp.tar | Real-Time Polymerase Chain Reaction, RT-PCR
2022-01-20 | PBNP1 | NT-Pro B-Type Natriuretic Peptide, Serum | PBNP1 | NT-Pro BNP, S | 83107-3 | Natriuretic peptide.B prohormone N-Terminal:MCnc:Pt:Ser/Plas:Qn:IA | Electrochemiluminescence Immunoassay
2022-01-20 | SYPH1 | Syphilis IgG with Reflex, Enzyme Immunoassay, Serum | SYPH1 | Syphilis IgG w/ Reflex, EIA, S | 47238-1 | Treponema pallidum Ab.IgG:PrThr:Pt:Ser:Ord:IA | SYPH1: Enzyme Immunoassay (EIA) RRPRS, RRPRQ: Flocculation/Agglutination RTPPA: Particle Agglutination
2022-01-20 | VITB3 | Vitamin B3 and Metabolites, Plasma | 609494 | Nicotinamide | 56961-6 | Nicotinamide:MCnc:Pt:Ser/Plas:Qn: | Liquid Chromatography-Tandem Mass Spectrometry (LC-MS/MS)
2022-01-20 | VITB3 | Vitamin B3 and Metabolites, Plasma | 609495 | Nicotinuric Acid | 72306-4 | Nicotinurate:MCnc:Pt:Ser/Plas:Qn: | Liquid Chromatography-Tandem Mass Spectrometry (LC-MS/MS)
2022-01-20 | VITB3 | Vitamin B3 and Metabolites, Plasma | 609493 | Nicotinic Acid (Niacin) | 18244-4 | Niacin:MCnc:Pt:Ser/Plas:Qn: | Liquid Chromatography-Tandem Mass Spectrometry (LC-MS/MS)
2022-01-19 | FHV7P | Herpesvirus 7 (HHV-7) DNA, Quantitative Real-Time PCR | Z5815 | Herpes Virus 7 DNA, QN PCR | 49397-3 | Herpes virus 7 DNA:NCnc:Pt:Ser/Plas:Qn:Probe.amp.tar | Real-Time PCR
2022-01-19 | FHV7P | Herpesvirus 7 (HHV-7) DNA, Quantitative Real-Time PCR | Z5816 | Herpes Virus 7 DNA, QN PCR | Not Provided |  | Real-Time PCR
2022-01-19 | FHV7P | Herpesvirus 7 (HHV-7) DNA, Quantitative Real-Time PCR | Z5814 | Source | 31208-2 | Specimen source:Prid:Pt:XXX:Nom: | Real-Time PCR
2022-01-19 | FADNA | Adenovirus DNA, Quantitative Real-Time PCR, Plasma | Z6089 | Adenovirus DNA, QN PCR | 49340-3 | Adenovirus DNA:NCnc:Pt:XXX:Qn:Probe.amp.tar | Real-Time Polymerase Chain Reaction (RT-PCR)
2022-01-19 | HCVDR | Hepatitis C Virus Genotypic Antiviral Drug Resistance, Serum | HCVLR | HCV RNA level IU/mL last 30 days = | 86955-2 | Preliminary testing affected submission for further testing:PrThr:Pt:Specimen:Ord: | Polymerase Chain Reaction (PCR) followed by Next-Generation Sequencing
2022-01-19 | NSYPH | Syphilis IgG Enzyme Immunoassay, Serum | NSYPH | Syphilis IgG EIA, S | 47238-1 | Treponema pallidum Ab.IgG:PrThr:Pt:Ser:Ord:IA | Enzyme Immunoassay (EIA)
2022-01-18 | FADNA | Adenovirus DNA, Quantitative Real-Time PCR, Plasma | Z6088 | Source | 31208-2 | Specimen source:Prid:Pt:XXX:Nom: | Real-Time Polymerase Chain Reaction (RT-PCR)
2022-01-12 | CHAGS | Trypanosoma cruzi Total Antibody, Enzyme-Linked Immunosorbent Assay, Serum | CHAGS | T. cruzi Total Ab, EIA, S | 57320-4 | Trypanosoma cruzi Ab:PrThr:Pt:Ser/Plas:Ord:IA | Enzyme-Linked Immunosorbent Assay (ELISA)
2022-01-12 | NAT2Q | N-Acetyltransferase 2 (NAT2) Genotype, Varies | 616427 | Interpretation | 69047-9 | Geneticist review:Imp:Pt:XXX:Nar: | Real-Time Polymerase Chain Reaction (PCR) with Allelic Discrimination Analysis
2022-01-12 | NAT2Q | N-Acetyltransferase 2 (NAT2) Genotype, Varies | 616428 | Additional Information | 48767-8 | Annotation comment:Imp:Pt:{system}:Nar: | Real-Time Polymerase Chain Reaction (PCR) with Allelic Discrimination Analysis
2022-01-12 | NAT2Q | N-Acetyltransferase 2 (NAT2) Genotype, Varies | 616429 | Disclaimer | 62364-5 | Test performance information:Find:Pt:XXX:Nar: | Real-Time Polymerase Chain Reaction (PCR) with Allelic Discrimination Analysis
2022-01-12 | NAT2Q | N-Acetyltransferase 2 (NAT2) Genotype, Varies | 616430 | Method | 85069-3 | Lab test method:Type:Pt:Specimen:Nom:* | Real-Time Polymerase Chain Reaction (PCR) with Allelic Discrimination Analysis
2022-01-12 | NAT2Q | N-Acetyltransferase 2 (NAT2) Genotype, Varies | 616431 | Reviewed By | 18771-6 | Provider.signing name:Pn:Pt:Report:Nom: | Real-Time Polymerase Chain Reaction (PCR) with Allelic Discrimination Analysis
2022-01-12 | DEXA | Dexamethasone, Serum | 609439 | Dexamethasone, S | 14062-4 | Dexamethasone:MCnc:Pt:Ser/Plas:Qn: | Liquid Chromatography Tandem Mass Spectrometry (LC-MS/MS)
2021-12-17 | TLYME | Lyme IgM and IgG, Whole Cell Sonicate, ELISA, Serum | LYMEG | Lyme Ab, IgG, S | 16480-6 | Borrelia burgdorferi Ab.IgG:PrThr:Pt:Ser/Plas:Ord:IA | Enzyme-Linked Immunosorbent Assay (ELISA)
2021-12-17 | TLYME | Lyme IgM and IgG, Whole Cell Sonicate, ELISA, Serum | LYMEM | Lyme Ab, IgM, S | 40612-4 | Borrelia burgdorferi Ab.IgM:PrThr:Pt:Ser/Plas:Ord:IA | Enzyme-Linked Immunosorbent Assay (ELISA)
2021-12-15 | TRECS | T-Cell Receptor Excision Circles Analysis, Blood | 616642 | Previous Run Date | 93126-1 | Comparison with previous results:Find:Pt:^Patient:Doc: | Real-Time Quantitative Polymerase Chain Reaction (PCR)
2021-12-15 | TRECS | T-Cell Receptor Excision Circles Analysis, Blood | 616643 | Previous run CD3 T Cells | 93126-1 | Comparison with previous results:Find:Pt:^Patient:Doc: | Real-Time Quantitative Polymerase Chain Reaction (PCR)
2021-12-15 | TRECS | T-Cell Receptor Excision Circles Analysis, Blood | 616644 | Previous run CD4 T Cells | 93126-1 | Comparison with previous results:Find:Pt:^Patient:Doc: | Real-Time Quantitative Polymerase Chain Reaction (PCR)
2021-12-15 | TRECS | T-Cell Receptor Excision Circles Analysis, Blood | 616645 | Previous run CD8 T Cells | 93126-1 | Comparison with previous results:Find:Pt:^Patient:Doc: | Real-Time Quantitative Polymerase Chain Reaction (PCR)
2021-12-15 | TRECS | T-Cell Receptor Excision Circles Analysis, Blood | 616646 | Previous run TREC Copies | 93126-1 | Comparison with previous results:Find:Pt:^Patient:Doc: | Real-Time Quantitative Polymerase Chain Reaction (PCR)
2021-12-14 | ENDCP | Hereditary Endocrine Cancer Panel, Varies | 614713 | Resources | 99622-3 | Resource information for patient:Find:Pt:^Patient:Doc: | Sequence Capture and Targeted Next-Generation Sequencing followed by Polymerase Chain Reaction (PCR) and Sanger Sequencing.
2021-12-14 | HBOCZ | BRCA1/BRCA2 Genes, Full Gene Analysis, Varies | 614725 | Resources | 99622-3 | Resource information for patient:Find:Pt:^Patient:Doc: | Sequence Capture and Targeted Next-Generation Sequencing followed by Polymerase Chain Reaction (PCR) and Sanger Sequencing
2021-12-14 | HPGLP | Hereditary Paraganglioma/Pheochromocytoma Panel, Varies | 614737 | Resources | 99622-3 | Resource information for patient:Find:Pt:^Patient:Doc: | Sequence Capture and Targeted Next-Generation Sequencing followed by Polymerase Chain Reaction (PCR) and Sanger Sequencing.
2021-12-14 | LRCCZ | Hereditary Leiomyomatosis and Renal Cell Cancer Syndrome, FH, Full Gene Analysis, Varies | 614749 | Resources | 99622-3 | Resource information for patient:Find:Pt:^Patient:Doc: | Sequence Capture and Targeted Next-Generation Sequencing followed by Polymerase Chain Reaction (PCR) and Sanger Sequencing
2021-12-14 | LYNCP | Lynch Syndrome Panel, Varies | 614761 | Resources | 99622-3 | Resource information for patient:Find:Pt:^Patient:Doc: | Sequence Capture and Next-Generation Sequencing (NGS), Polymerase Chain Reaction (PCR), Sanger Sequencing and/or Multiplex Ligation-Dependent Probe Amplification (MLPA)
2021-12-14 | NF1Z | Neurofibromatosis Type 1, NF1, Full Gene Analysis, Varies | 614773 | Resources | 99622-3 | Resource information for patient:Find:Pt:^Patient:Doc: | Sequence Capture and Targeted Next-Generation Sequencing followed by Polymerase Chain Reaction (PCR) and Sanger Sequencing
2021-12-14 | PANCP | Hereditary Pancreatic Cancer Panel, Varies | 614785 | Resources | 99622-3 | Resource information for patient:Find:Pt:^Patient:Doc: | Sequence Capture and Next-Generation Sequencing (NGS), Polymerase Chain Reaction (PCR), Sanger Sequencing and/or Multiplex Ligation-Dependent Probe Amplification (MLPA)
2021-12-14 | PRS8P | Hereditary Prostate Cancer Panel, Varies | 614809 | Resources | 99622-3 | Resource information for patient:Find:Pt:^Patient:Doc: | Sequence Capture and Next-Generation Sequencing (NGS), Polymerase Chain Reaction (PCR), Sanger Sequencing and/or Multiplex Ligation-Dependent Probe Amplification (MLPA)
2021-12-14 | PTNZ | PTEN Hamartoma Tumor Syndrome, PTEN Full Gene Analysis, Varies | 614821 | Resources | 99622-3 | Resource information for patient:Find:Pt:^Patient:Doc: | Sequence Capture and Targeted Next-Generation Sequencing (NGS) followed by Polymerase Chain Reaction (PCR) and Sanger Sequencing.
2021-12-14 | RENCP | Hereditary Renal Cancer Panel, Varies | 614833 | Resources | 99622-3 | Resource information for patient:Find:Pt:^Patient:Doc: | Sequence Capture and Targeted Next-Generation Sequencing (NGS) followed by Polymerase Chain Reaction (PCR) and Sanger Sequencing
2021-12-14 | RETZZ | Multiple Endocrine Neoplasia Type 2 Syndrome, RET, Full Gene Analysis, Varies | 614845 | Resources | 99622-3 | Resource information for patient:Find:Pt:^Patient:Doc: | Sequence Capture and Targeted Next-Generation Sequencing (NGS) followed by Polymerase Chain Reaction (PCR) and Sanger Sequencing.
2021-12-14 | STK1Z | Peutz-Jeghers Syndrome, STK11, Full Gene Analysis, Varies | 614857 | Resources | 99622-3 | Resource information for patient:Find:Pt:^Patient:Doc: | Sequence Capture and Targeted Next-Generation Sequencing (NGS) followed by Polymerase Chain Reaction (PCR) and Sanger Sequencing.
2021-12-14 | THYRP | Hereditary Thyroid Cancer Panel, Varies | 614869 | Resources | 99622-3 | Resource information for patient:Find:Pt:^Patient:Doc: | Sequence Capture and Targeted Next-Generation Sequencing followed by Polymerase Chain Reaction (PCR) and Sanger Sequencing.
2021-12-14 | VHLZZ | Von Hippel Lindau Syndrome, VHL, Full Gene Analysis, Varies | 614881 | Resources | 99622-3 | Resource information for patient:Find:Pt:^Patient:Doc: | Sequence Capture and Targeted Next-Generation Sequencing (NGS) followed by Polymerase Chain Reaction (PCR) and Sanger Sequencing
2021-12-14 | WILMP | Hereditary Wilms Tumor Panel, Varies | 614893 | Resources | 99622-3 | Resource information for patient:Find:Pt:^Patient:Doc: | Sequence Capture and Targeted Next-Generation Sequencing followed by Polymerase Chain Reaction (PCR) and Sanger Sequencing
2021-12-14 | XCP | Hereditary Expanded Cancer Panel, Varies | 614905 | Resources | 99622-3 | Resource information for patient:Find:Pt:^Patient:Doc: | Sequence Capture and Next-Generation Sequencing (NGS), Polymerase Chain Reaction (PCR), Sanger Sequencing and/or Multiplex Ligation-Dependent Probe Amplification (MLPA)
2021-12-14 | BAP1Z | BAP1-Tumor Predisposition Syndrome, BAP1 Full Gene Analysis, Varies | 614629 | Resources | 99622-3 | Resource information for patient:Find:Pt:^Patient:Doc: | Sequence Capture and Targeted Next-Generation Sequencing followed by Polymerase Chain Reaction (PCR) and Sanger Sequencing
2021-12-14 | BHDZ | Birt-Hogg-Dube Syndrome, FLCN, Full Gene Analysis, Varies | 614641 | Resources | 99622-3 | Resource information for patient:Find:Pt:^Patient:Doc: | Sequence Capture and Targeted Next-Generation Sequencing followed by Polymerase Chain Reaction (PCR) and Sanger Sequencing
2021-12-14 | BRGYP | Hereditary Breast/Gynecologic Cancer Panel, Varies | 614653 | Resources | 99622-3 | Resource information for patient:Find:Pt:^Patient:Doc: | Sequence Capture and Next-Generation Sequencing (NGS), Polymerase Chain Reaction (PCR), Sanger Sequencing and/or Multiplex Ligation-Dependent Probe Amplification (MLPA)
2021-12-14 | CDHZ | Hereditary Diffuse Gastric Cancer Syndrome, CDH1, Full Gene Analysis, Varies | 614677 | Resources | 99622-3 | Resource information for patient:Find:Pt:^Patient:Doc: | Sequence Capture and Targeted Next-Generation Sequencing followed by Polymerase Chain Reaction (PCR) and Sanger Sequencing
2021-12-14 | COMCP | Hereditary Common Cancer Panel, Varies | 614689 | Resources | 99622-3 | Resource information for patient:Find:Pt:^Patient:Doc: | Sequence Capture and Next-Generation Sequencing (NGS), Polymerase Chain Reaction (PCR), Sanger Sequencing and/or Multiplex Ligation-Dependent Probe Amplification (MLPA)
2021-12-14 | CRCGP | Hereditary Gastrointestinal Cancer Panel, Varies | 614701 | Resources | 99622-3 | Resource information for patient:Find:Pt:^Patient:Doc: | Sequence Capture and Next-Generation Sequencing (NGS), Polymerase Chain Reaction (PCR), Sanger Sequencing and/or Multiplex Ligation-Dependent Probe Amplification (MLPA)
2021-12-14 | CGPH | Custom Gene Panel, Hereditary, Next-Generation Sequencing, Varies | 610423 | Resources | 99622-3 | Resource information for patient:Find:Pt:^Patient:Doc: | Sequence Capture and Next-Generation Sequencing (NGS)/Polymerase Chain Reaction (PCR), Sanger Sequencing or Multiplex Ligation-Dependent Probe Amplification (MLPA)
2021-12-14 | CILPF | Congenital Infantile Leukemia, FISH, Tissue | 614190 | Disclaimer | 62364-5 | Test performance information:Find:Pt:XXX:Nar: | Fluorescence In Situ Hybridization (FISH)
2021-12-14 | MSUDP | Maple Syrup Urine Disease Gene Panel, Varies | 608782 | Resources | 99622-3 | Resource information for patient:Find:Pt:^Patient:Doc: | Sequence Capture and Targeted Next-Generation Sequencing (NGS) followed by Polymerase Chain Reaction (PCR) and Sanger Sequencing.
2021-12-14 | 2OHGP | 2-Hydroxyglutaric Aciduria Gene Panel, Varies | 608770 | Resources | 99622-3 | Resource information for patient:Find:Pt:^Patient:Doc: | Sequence Capture and Targeted Next-Generation Sequencing followed by Polymerase Chain Reaction (PCR) and Sanger Sequencing
2021-12-14 | 3MGAP | 3-Methylglutaconic Aciduria Panel, Varies | 608818 | Resources | 99622-3 | Resource information for patient:Find:Pt:^Patient:Doc: | Sequence Capture and Targeted Next-Generation Sequencing (NGS) followed by Polymerase Chain Reaction (PCR) and Sanger Sequencing
2021-12-14 | GA2P | Glutaric Aciduria Type II Gene Panel, Varies | 608758 | Resources | 99622-3 | Resource information for patient:Find:Pt:^Patient:Doc: | Sequence Capture and Targeted Next-Generation Sequencing followed by Polymerase Chain Reaction (PCR) and Sanger Sequencing.
2021-12-14 | PHEGP | Phenylalanine Disorders Gene Panel, Varies | 608794 | Resources | 99622-3 | Resource information for patient:Find:Pt:^Patient:Doc: | Sequence Capture and Targeted Next-Generation Sequencing followed by Polymerase Chain Reaction (PCR) and Sanger Sequencing
2021-12-14 | TYRGP | Tyrosine Disorders Gene Panel, Varies | 608806 | Resources | 99622-3 | Resource information for patient:Find:Pt:^Patient:Doc: | Sequence Capture and Targeted Next-Generation Sequencing followed by Polymerase Chain Reaction (PCR) and Sanger Sequencing.
2021-12-14 | GALZ | Galactosemia, GALT Gene, Full Gene Analysis, Varies | 608602 | Resources | 99622-3 | Resource information for patient:Find:Pt:^Patient:Doc: | Sequence Capture and Targeted Next-Generation Sequencing (NGS) followed by Polymerase Chain Reaction (PCR) and Sanger Sequencing
2021-12-14 | HFAOP | Fatty Acid Oxidation Gene Panel, Varies | 608746 | Resources | 99622-3 | Resource information for patient:Find:Pt:^Patient:Doc: | Sequence Capture and Targeted Next-Generation Sequencing (NGS) followed by Polymerase Chain Reaction (PCR) and Sanger Sequencing
2021-12-14 | NCLGP | Neuronal Ceroid Lipofuscinosis (Batten Disease) Gene Panel, Varies | 608578 | Resources | 99622-3 | Resource information for patient:Find:Pt:^Patient:Doc: | Sequence Capture and Targeted Next-Generation Sequencing followed by Polymerase Chain Reaction (PCR) and Sanger Sequencing
2021-12-14 | PDGP | Peroxisomal Disorder Gene Panel, Varies | 608566 | Resources | 99622-3 | Resource information for patient:Find:Pt:^Patient:Doc: | Sequence Capture and Targeted Next-Generation Sequencing followed by Polymerase Chain Reaction (PCR) and Sanger Sequencing.
2021-12-14 | APGP | Acute Porphyria Gene Panel, Varies | 608590 | Resources | 99622-3 | Resource information for patient:Find:Pt:^Patient:Doc: | Sequence Capture and Targeted Next-Generation Sequencing (NGS) followed by Polymerase Chain Reaction (PCR) and Sanger Sequencing
2021-12-14 | CHLGP | Cholestasis Gene Panel, Varies | 608626 | Resources | 99622-3 | Resource information for patient:Find:Pt:^Patient:Doc: | Sequence Capture and Targeted Next-Generation Sequencing followed by Polymerase Chain Reaction (PCR) and Sanger Sequencing.
2021-12-14 | CLADP | Congenital Lactic Acidosis Panel, Varies | 608638 | Resources | 99622-3 | Resource information for patient:Find:Pt:^Patient:Doc: | Sequence Capture and Targeted Next-Generation Sequencing followed by Polymerase Chain Reaction (PCR) and Sanger Sequencing/Long-Range Polymerase Chain Reaction (L-RPCR) followed by Next-Generation Sequencing (NGS)
2021-12-14 | CYSGP | Cystinuria Gene Panel, Varies | 608734 | Resources | 99622-3 | Resource information for patient:Find:Pt:^Patient:Doc: | Sequence Capture and Targeted Next-Generation Sequencing followed by Polymerase Chain Reaction (PCR) and Sanger Sequencing.
2021-12-14 | DHCRZ | Smith Lemli Opitz Syndrome, DHCR7 Gene, Full Gene Analysis, Varies | 608710 | Resources | 99622-3 | Resource information for patient:Find:Pt:^Patient:Doc: | Sequence Capture and Targeted Next-Generation Sequencing (NGS) followed by Polymerase Chain Reaction (PCR) and Sanger Sequencing
2021-12-14 | HEXBZ | Sandhoff Disease, HEXB Gene, Full Gene Analysis, Varies | 608722 | Resources | 99622-3 | Resource information for patient:Find:Pt:^Patient:Doc: | Sequence Capture and Targeted Next-Generation Sequencing followed by Polymerase Chain Reaction (PCR) and Sanger Sequencing
2021-12-14 | KETGP | Ketone Disorders Gene Panel, Varies | 608698 | Resources | 99622-3 | Resource information for patient:Find:Pt:^Patient:Doc: | Sequence Capture and Targeted Next-Generation Sequencing followed by Polymerase Chain Reaction (PCR) and Sanger Sequencing.
2021-12-14 | MMAGP | Methylmalonic Aciduria Gene Panel, Varies | 608662 | Resources | 99622-3 | Resource information for patient:Find:Pt:^Patient:Doc: | Sequence Capture and Targeted Next-Generation Sequencing (NGS) followed by Polymerase Chain Reaction (PCR) and Sanger Sequencing
2021-12-14 | MPAGP | Methylmalonic Aciduria-Propionic Aciduria Combined Gene Panel, Varies | 608674 | Resources | 99622-3 | Resource information for patient:Find:Pt:^Patient:Doc: | Sequence Capture and Targeted Next-Generation Sequencing followed by Polymerase Chain Reaction (PCR) and Sanger Sequencing.
2021-12-14 | PCGP | Porphyria Comprehensive Gene Panel, Varies | 608686 | Resources | 99622-3 | Resource information for patient:Find:Pt:^Patient:Doc: | Sequence Capture and Targeted Next-Generation Sequencing (NGS) followed by Polymerase Chain Reaction (PCR) and Sanger Sequencing
2021-12-14 | UCDP | Urea Cycle Disorders Gene Panel, Varies | 608650 | Resources | 99622-3 | Resource information for patient:Find:Pt:^Patient:Doc: | Sequence Capture and Targeted Next-Generation Sequencing (NGS) followed by Polymerase Chain Reaction (PCR) and Sanger Sequencing
2021-12-14 | GSDGP | Glycogen Storage Disease Gene Panel, Varies | 608554 | Resources | 99622-3 | Resource information for patient:Find:Pt:^Patient:Doc: | Sequence Capture and Targeted Next-Generation Sequencing followed by Polymerase Chain Reaction (PCR) and Sanger Sequencing.
2021-12-14 | LSDGP | Lysosomal Storage Disease Gene Panel, Varies | 608542 | Resources | 99622-3 | Resource information for patient:Find:Pt:^Patient:Doc: | Sequence Capture and Targeted Next-Generation Sequencing followed by Polymerase Chain Reaction (PCR) and Sanger Sequencing.
2021-12-14 | CDGGP | Congenital Disorders of Glycosylation Gene Panel, Varies | 608530 | Resources | 99622-3 | Resource information for patient:Find:Pt:^Patient:Doc: | Sequence Capture and Targeted Next-Generation Sequencing followed by Polymerase Chain Reaction (PCR) and Sanger Sequencing
2021-12-13 | EMICZ | Emicizumab, Modified One Stage Assay Factor VIII, Plasma | EMICZ | Emicizumab, modified OSA FVIII, P | 99614-0 | Emicizumab:MCnc:Pt:PPP:Qn:Coag | Optical Clot-Based
2021-12-13 | AFXN | Friedreich Ataxia, Repeat Expansion Analysis, Varies | 609753 | Result | 21762-0 | FXN gene.GAA repeats:PrThr:Pt:Bld/Tiss:Ord:Molgen | Polymerase Chain Reaction (PCR)
2021-12-13 | AFXN | Friedreich Ataxia, Repeat Expansion Analysis, Varies | 609752 | Result Summary | 50397-9 | Molecular diagnostic overall interpretation:PrThr:Pt:Bld/Tiss:Ord:Molgen | Polymerase Chain Reaction (PCR)
2021-12-10 | FIERA | IgE Receptor Antibody | Z5810 | CD203c (Percent of Basophils) | Not Provided |  | Flow Cytometry
2021-12-10 | FIERA | IgE Receptor Antibody | Z5811 | Interpretation: | Not Provided |  | Flow Cytometry
2021-12-09 | AFXN | Friedreich Ataxia, Repeat Expansion Analysis, Varies | 609759 | Disclaimer | 62364-5 | Test performance information:Find:Pt:XXX:Nar: | Polymerase Chain Reaction (PCR)
2021-12-09 | TCRB | T-Cell Receptor V-Beta Repertoire Analysis, Spectratyping, Blood | 615854 | Interpretation | 69047-9 | Geneticist review:Imp:Pt:XXX:Nar: | Molecular TCR Vb-CDR3 Fragment Length Analysis
2021-12-09 | TCRB | T-Cell Receptor V-Beta Repertoire Analysis, Spectratyping, Blood | 615855 | Additional Information | 48767-8 | Annotation comment:Imp:Pt:{system}:Nar: | Molecular TCR Vb-CDR3 Fragment Length Analysis
2021-12-09 | TCRB | T-Cell Receptor V-Beta Repertoire Analysis, Spectratyping, Blood | 615856 | Method | 85069-3 | Lab test method:Type:Pt:Specimen:Nom:* | Molecular TCR Vb-CDR3 Fragment Length Analysis
2021-12-09 | TCRB | T-Cell Receptor V-Beta Repertoire Analysis, Spectratyping, Blood | 615857 | Disclaimer | 62364-5 | Test performance information:Find:Pt:XXX:Nar: | Molecular TCR Vb-CDR3 Fragment Length Analysis
2021-12-09 | TCRB | T-Cell Receptor V-Beta Repertoire Analysis, Spectratyping, Blood | 616418 | CD3 T Cells | 8122-4 | Cells.CD3:NCnc:Pt:Bld:Qn: | Molecular TCR Vb-CDR3 Fragment Length Analysis
2021-12-09 | TCRB | T-Cell Receptor V-Beta Repertoire Analysis, Spectratyping, Blood | 616419 | CD4 T Cells | 24467-3 | Cells.CD3+CD4+:NCnc:Pt:Bld:Qn: | Molecular TCR Vb-CDR3 Fragment Length Analysis
2021-12-09 | TCRB | T-Cell Receptor V-Beta Repertoire Analysis, Spectratyping, Blood | 616420 | CD8 T Cells | 14135-8 | Cells.CD3+CD8+:NCnc:Pt:Bld:Qn: | Molecular TCR Vb-CDR3 Fragment Length Analysis
2021-12-09 | TRECS | T-Cell Receptor Excision Circles Analysis, Blood | 615823 | CD4 T Cells | 24467-3 | Cells.CD3+CD4+:NCnc:Pt:Bld:Qn: | Real-Time Quantitative Polymerase Chain Reaction (PCR)
2021-12-09 | TRECS | T-Cell Receptor Excision Circles Analysis, Blood | 615824 | CD8 T Cells | 14135-8 | Cells.CD3+CD8+:NCnc:Pt:Bld:Qn: | Real-Time Quantitative Polymerase Chain Reaction (PCR)
2021-12-09 | TRECS | T-Cell Receptor Excision Circles Analysis, Blood | 615826 | Interpretation | 69047-9 | Geneticist review:Imp:Pt:XXX:Nar: | Real-Time Quantitative Polymerase Chain Reaction (PCR)
2021-12-09 | TRECS | T-Cell Receptor Excision Circles Analysis, Blood | 615827 | Additional Information | 48767-8 | Annotation comment:Imp:Pt:{system}:Nar: | Real-Time Quantitative Polymerase Chain Reaction (PCR)
2021-12-09 | TRECS | T-Cell Receptor Excision Circles Analysis, Blood | 615828 | Method | 85069-3 | Lab test method:Type:Pt:Specimen:Nom:* | Real-Time Quantitative Polymerase Chain Reaction (PCR)
2021-12-09 | TRECS | T-Cell Receptor Excision Circles Analysis, Blood | 615829 | Disclaimer | 62364-5 | Test performance information:Find:Pt:XXX:Nar: | Real-Time Quantitative Polymerase Chain Reaction (PCR)
2021-12-09 | AFXN | Friedreich Ataxia, Repeat Expansion Analysis, Varies | 609754 | Interpretation | 69047-9 | Geneticist review:Imp:Pt:XXX:Nar: | Polymerase Chain Reaction (PCR)
2021-12-09 | AFXN | Friedreich Ataxia, Repeat Expansion Analysis, Varies | 609755 | Reason for Referral | 42349-1 | Reason for referral:Find:Pt:^Patient:Nar: | Polymerase Chain Reaction (PCR)
2021-12-09 | AFXN | Friedreich Ataxia, Repeat Expansion Analysis, Varies | 609756 | Specimen | 31208-2 | Specimen source:Prid:Pt:XXX:Nom: | Polymerase Chain Reaction (PCR)
2021-12-09 | AFXN | Friedreich Ataxia, Repeat Expansion Analysis, Varies | 609757 | Source | 31208-2 | Specimen source:Prid:Pt:XXX:Nom: | Polymerase Chain Reaction (PCR)
2021-12-09 | AFXN | Friedreich Ataxia, Repeat Expansion Analysis, Varies | 609760 | Released By | 18771-6 | Provider.signing name:Pn:Pt:Report:Nom: | Polymerase Chain Reaction (PCR)
2021-12-09 | TCRB | T-Cell Receptor V-Beta Repertoire Analysis, Spectratyping, Blood | 615858 | Released By | 18771-6 | Provider.signing name:Pn:Pt:Report:Nom: | Molecular TCR Vb-CDR3 Fragment Length Analysis
2021-12-09 | TRECS | T-Cell Receptor Excision Circles Analysis, Blood | 615825 | TREC Copies | 62320-7 | T-cell receptor excision circle:NCnc:Pt:Bld.dot:Qn:Probe.amp.tar | Real-Time Quantitative Polymerase Chain Reaction (PCR)
2021-12-09 | TRECS | T-Cell Receptor Excision Circles Analysis, Blood | 615830 | Released By | 18771-6 | Provider.signing name:Pn:Pt:Report:Nom: | Real-Time Quantitative Polymerase Chain Reaction (PCR)
2021-12-09 | POWV | Powassan Virus, IgM, Enzyme-Linked Immunosorbent Assay, Serum | POWV | Powassan Virus, IgM, ELISA, S | 29855-4 | Powassan virus Ab.IgM:PrThr:Pt:Ser:Ord: | Enzyme-Linked Immunosorbent Assay (ELISA)
2021-12-09 | TCRB | T-Cell Receptor V-Beta Repertoire Analysis, Spectratyping, Blood | 615853 | Family 30 Diversity Ratio | 82479-7 | TRBV30 gene segment/TRBV gene segments.total:NFr:Pt:Bld:Qn: | Molecular TCR Vb-CDR3 Fragment Length Analysis
2021-12-09 | TCRB | T-Cell Receptor V-Beta Repertoire Analysis, Spectratyping, Blood | 615831 | Family 2 Diversity Ratio | 82501-8 | TRBV2 gene segments/TRBV gene segments.total:NFr:Pt:Bld:Qn: | Molecular TCR Vb-CDR3 Fragment Length Analysis
2021-12-09 | TCRB | T-Cell Receptor V-Beta Repertoire Analysis, Spectratyping, Blood | 615832 | Family 3-1 Diversity Ratio | 82500-0 | TRBV3-1 gene segment/TRBV gene segments.total:NFr:Pt:Bld:Qn: | Molecular TCR Vb-CDR3 Fragment Length Analysis
2021-12-09 | TCRB | T-Cell Receptor V-Beta Repertoire Analysis, Spectratyping, Blood | 615833 | Family 4 Diversity Ratio | 82499-5 | TRBV4 gene segments/TRBV gene segments.total:NFr:Pt:Bld:Qn: | Molecular TCR Vb-CDR3 Fragment Length Analysis
2021-12-09 | TCRB | T-Cell Receptor V-Beta Repertoire Analysis, Spectratyping, Blood | 615834 | Family 5 Diversity Ratio | 82498-7 | TRBV5 gene segments/TRBV gene segments.total:NFr:Pt:Bld:Qn: | Molecular TCR Vb-CDR3 Fragment Length Analysis
2021-12-09 | TCRB | T-Cell Receptor V-Beta Repertoire Analysis, Spectratyping, Blood | 615835 | Family 6 Diversity Ratio | 82497-9 | TRBV6 gene segments/TRBV gene segments.total:NFr:Pt:Bld:Qn: | Molecular TCR Vb-CDR3 Fragment Length Analysis
2021-12-09 | TCRB | T-Cell Receptor V-Beta Repertoire Analysis, Spectratyping, Blood | 615836 | Family 7 Diversity Ratio | 82496-1 | TRBV7 gene segments/TRBV gene segments.total:NFr:Pt:Bld:Qn: | Molecular TCR Vb-CDR3 Fragment Length Analysis
2021-12-09 | TCRB | T-Cell Receptor V-Beta Repertoire Analysis, Spectratyping, Blood | 615837 | Family 9 Diversity Ratio | 82495-3 | TRBV9 gene segments/TRBV gene segments.total:NFr:Pt:Bld:Qn: | Molecular TCR Vb-CDR3 Fragment Length Analysis
2021-12-09 | TCRB | T-Cell Receptor V-Beta Repertoire Analysis, Spectratyping, Blood | 615838 | Family 10 Diversity Ratio | 82494-6 | TRBV10 gene segments/TRBV gene segments.total:NFr:Pt:Bld:Qn: | Molecular TCR Vb-CDR3 Fragment Length Analysis
2021-12-09 | TCRB | T-Cell Receptor V-Beta Repertoire Analysis, Spectratyping, Blood | 615839 | Family 11 Diversity Ratio | 82493-8 | TRBV11 gene segments/TRBV gene segments.total:NFr:Pt:Bld:Qn: | Molecular TCR Vb-CDR3 Fragment Length Analysis
2021-12-09 | TCRB | T-Cell Receptor V-Beta Repertoire Analysis, Spectratyping, Blood | 615840 | Family 12 Diversity Ratio | 82492-0 | TRBV12 gene segments/TRBV gene segments.total:NFr:Pt:Bld:Qn: | Molecular TCR Vb-CDR3 Fragment Length Analysis
2021-12-09 | TCRB | T-Cell Receptor V-Beta Repertoire Analysis, Spectratyping, Blood | 615841 | Family 13 Diversity Ratio | 82491-2 | TRBV13 gene segments/TRBV gene segments.total:NFr:Pt:Bld:Qn: | Molecular TCR Vb-CDR3 Fragment Length Analysis
2021-12-09 | TCRB | T-Cell Receptor V-Beta Repertoire Analysis, Spectratyping, Blood | 615842 | Family 14 Diversity Ratio | 82490-4 | TRBV14 gene segments/TRBV gene segments.total:NFr:Pt:Bld:Qn: | Molecular TCR Vb-CDR3 Fragment Length Analysis
2021-12-09 | TCRB | T-Cell Receptor V-Beta Repertoire Analysis, Spectratyping, Blood | 615843 | Family 15 Diversity Ratio | 82489-6 | TRBV15 gene segments/TRBV gene segments.total:NFr:Pt:Bld:Qn: | Molecular TCR Vb-CDR3 Fragment Length Analysis
2021-12-09 | TCRB | T-Cell Receptor V-Beta Repertoire Analysis, Spectratyping, Blood | 615844 | Family 16 Diversity Ratio | 82488-8 | TRBV16 gene segments/TRBV gene segments.total:NFr:Pt:Bld:Qn: | Molecular TCR Vb-CDR3 Fragment Length Analysis
2021-12-09 | TCRB | T-Cell Receptor V-Beta Repertoire Analysis, Spectratyping, Blood | 615845 | Family 18 Diversity Ratio | 82487-0 | TRBV18 gene segments/TRBV gene segments.total:NFr:Pt:Bld:Qn: | Molecular TCR Vb-CDR3 Fragment Length Analysis
2021-12-09 | TCRB | T-Cell Receptor V-Beta Repertoire Analysis, Spectratyping, Blood | 615846 | Family 19 Diversity Ratio | 82486-2 | TRBV19 gene segments/TRBV gene segments.total:NFr:Pt:Bld:Qn: | Molecular TCR Vb-CDR3 Fragment Length Analysis
2021-12-09 | TCRB | T-Cell Receptor V-Beta Repertoire Analysis, Spectratyping, Blood | 615847 | Family 20-1 Diversity Ratio | 82485-4 | TRBV20-1 gene segment/TRBV gene segments.total:NFr:Pt:Bld:Qn: | Molecular TCR Vb-CDR3 Fragment Length Analysis
2021-12-09 | TCRB | T-Cell Receptor V-Beta Repertoire Analysis, Spectratyping, Blood | 615848 | Family 24-1 Diversity Ratio | 82484-7 | TRBV24-1 gene segment/TRBV gene segments.total:NFr:Pt:Bld:Qn: | Molecular TCR Vb-CDR3 Fragment Length Analysis
2021-12-09 | TCRB | T-Cell Receptor V-Beta Repertoire Analysis, Spectratyping, Blood | 615849 | Family 25 Diversity Ratio | 82483-9 | TRBV25 gene segments/TRBV gene segments.total:NFr:Pt:Bld:Qn: | Molecular TCR Vb-CDR3 Fragment Length Analysis
2021-12-09 | TCRB | T-Cell Receptor V-Beta Repertoire Analysis, Spectratyping, Blood | 615850 | Family 27 Diversity Ratio | 82482-1 | TRBV27 gene segment/TRBV gene segments.total:NFr:Pt:Bld:Qn: | Molecular TCR Vb-CDR3 Fragment Length Analysis
2021-12-09 | TCRB | T-Cell Receptor V-Beta Repertoire Analysis, Spectratyping, Blood | 615851 | Family 28 Diversity Ratio | 82481-3 | TRBV28 gene segment/TRBV gene segments.total:NFr:Pt:Bld:Qn: | Molecular TCR Vb-CDR3 Fragment Length Analysis
2021-12-09 | TCRB | T-Cell Receptor V-Beta Repertoire Analysis, Spectratyping, Blood | 615852 | Family 29 Diversity Ratio | 82480-5 | TRBV29 gene segments/TRBV gene segments.total:NFr:Pt:Bld:Qn: | Molecular TCR Vb-CDR3 Fragment Length Analysis
2021-11-23 | AMGEN | Mycoplasma genitalium, Transcription-Mediated Amplification, Urine or Urogenital Swab | AMGES | Specimen Source: | 31208-2 | Specimen source:Prid:Pt:XXX:Nom: | Transcription-Mediated Amplification
2021-11-15 | EGFRS | EGFR Gene, Targeted Mutation Analysis, 51 Mutation Panel, Tumor | 616124 | Result | 21665-5 | EGFR gene targeted mutation analysis:Prid:Pt:Bld/Tiss:Nom:Molgen | Polymerase Chain Reaction (PCR)
2021-11-15 | EGFRW | EGFR Targeted Mutation Analysis with ALK Reflex, Tumor | 616131 | Result | 21665-5 | EGFR gene targeted mutation analysis:Prid:Pt:Bld/Tiss:Nom:Molgen | Polymerase Chain Reaction (PCR)
2021-11-15 | EGFRS | EGFR Gene, Targeted Mutation Analysis, 51 Mutation Panel, Tumor | 616123 | Result Summary | 50397-9 | Molecular diagnostic overall interpretation:PrThr:Pt:Bld/Tiss:Ord:Molgen | Polymerase Chain Reaction (PCR)
2021-11-15 | EGFRW | EGFR Targeted Mutation Analysis with ALK Reflex, Tumor | 616130 | Result Summary | 50397-9 | Molecular diagnostic overall interpretation:PrThr:Pt:Bld/Tiss:Ord:Molgen | Polymerase Chain Reaction (PCR)
2021-11-12 | EGFRW | EGFR Targeted Mutation Analysis with ALK Reflex, Tumor | 616133 | Specimen | 31208-2 | Specimen source:Prid:Pt:XXX:Nom: | Polymerase Chain Reaction (PCR)
2021-11-12 | EGFRW | EGFR Targeted Mutation Analysis with ALK Reflex, Tumor | 616134 | Source | 31208-2 | Specimen source:Prid:Pt:XXX:Nom: | Polymerase Chain Reaction (PCR)
2021-11-12 | EGFRW | EGFR Targeted Mutation Analysis with ALK Reflex, Tumor | 616135 | Tissue ID | 80398-1 | Unique identifier:ID:Pt:Current sample:Nom: | Polymerase Chain Reaction (PCR)
2021-11-12 | EGFRW | EGFR Targeted Mutation Analysis with ALK Reflex, Tumor | 616136 | Released By | 18771-6 | Provider.signing name:Pn:Pt:Report:Nom: | Polymerase Chain Reaction (PCR)
2021-11-12 | EGFRS | EGFR Gene, Targeted Mutation Analysis, 51 Mutation Panel, Tumor | 616125 | Interpretation | 69047-9 | Geneticist review:Imp:Pt:XXX:Nar: | Polymerase Chain Reaction (PCR)
2021-11-12 | EGFRS | EGFR Gene, Targeted Mutation Analysis, 51 Mutation Panel, Tumor | 616126 | Specimen | 31208-2 | Specimen source:Prid:Pt:XXX:Nom: | Polymerase Chain Reaction (PCR)
2021-11-12 | EGFRS | EGFR Gene, Targeted Mutation Analysis, 51 Mutation Panel, Tumor | 616127 | Source | 31208-2 | Specimen source:Prid:Pt:XXX:Nom: | Polymerase Chain Reaction (PCR)
2021-11-12 | EGFRS | EGFR Gene, Targeted Mutation Analysis, 51 Mutation Panel, Tumor | 616128 | Tissue ID | 80398-1 | Unique identifier:ID:Pt:Current sample:Nom: | Polymerase Chain Reaction (PCR)
2021-11-12 | EGFRS | EGFR Gene, Targeted Mutation Analysis, 51 Mutation Panel, Tumor | 616129 | Released By | 18771-6 | Provider.signing name:Pn:Pt:Report:Nom: | Polymerase Chain Reaction (PCR)
2021-11-12 | EGFRW | EGFR Targeted Mutation Analysis with ALK Reflex, Tumor | 616132 | Interpretation | 69047-9 | Geneticist review:Imp:Pt:XXX:Nar: | Polymerase Chain Reaction (PCR)
2021-11-12 | T821Q | RUNX1-RUNX1T1 Translocation (8;21), Minimal Residual Disease Monitoring, Quantitative, Varies | 615906 | Interpretation | 69047-9 | Geneticist review:Imp:Pt:XXX:Nar: | Quantitative Real-Time Reverse Transcription Polymerase Chain Reaction (qRT-PCR)
2021-11-12 | T821Q | RUNX1-RUNX1T1 Translocation (8;21), Minimal Residual Disease Monitoring, Quantitative, Varies | 616034 | Signing Pathologist | 18771-6 | Provider.signing name:Pn:Pt:Report:Nom: | Quantitative Real-Time Reverse Transcription Polymerase Chain Reaction (qRT-PCR)
2021-11-12 | T821Q | RUNX1-RUNX1T1 Translocation (8;21), Minimal Residual Disease Monitoring, Quantitative, Varies | MP061 | Specimen Type | 31208-2 | Specimen source:Prid:Pt:XXX:Nom: | Quantitative Real-Time Reverse Transcription Polymerase Chain Reaction (qRT-PCR)
2021-11-09 | LCMS | Leukemia/Lymphoma Immunophenotyping, Flow Cytometry, Varies | CKR1 | Reason for Referral | 42349-1 | Reason for referral:Find:Pt:^Patient:Nar: | Immunophenotyping
2021-11-09 | LCMS | Leukemia/Lymphoma Immunophenotyping, Flow Cytometry, Varies | CKS1 | Specimen Source | 31208-2 | Specimen source:Prid:Pt:XXX:Nom: | Immunophenotyping
2021-11-09 | ALKLC | Anaplastic Lymphoma Kinase for Lung Cancer, Immunohistochemistry | 615716 | Report electronically signed by | 19139-5 | Pathologist name:Pn:Pt:Provider:Nom: | Immunohistochemistry (IHC)
2021-11-09 | ALKLC | Anaplastic Lymphoma Kinase for Lung Cancer, Immunohistochemistry | 615717 | Material Received | 81178-6 | Tissue block description and site:Desc:Pt:Specimen:Nar: | Immunohistochemistry (IHC)
2021-11-09 | ALKLC | Anaplastic Lymphoma Kinase for Lung Cancer, Immunohistochemistry | 615718 | Disclaimer | 62364-5 | Test performance information:Find:Pt:XXX:Nar: | Immunohistochemistry (IHC)
2021-11-09 | ALKLC | Anaplastic Lymphoma Kinase for Lung Cancer, Immunohistochemistry | 615719 | Case Number | 80398-1 | Unique identifier:ID:Pt:Current sample:Nom: | Immunohistochemistry (IHC)
2021-11-09 | ALKLC | Anaplastic Lymphoma Kinase for Lung Cancer, Immunohistochemistry | 615714 | Interpretation | 59465-5 | Pathologist review:Imp:Pt:XXX:Nar: | Immunohistochemistry (IHC)
2021-11-08 | HIAAR | 5-Hydroxyindoleacetic Acid, Random, Urine | 616090 | 5-HIAA, Random, U | 11145-0 | 5-Hydroxyindoleacetate/Creatinine:MRto:Pt:Urine:Qn: | Liquid Chromatography Tandem Mass Spectrometry (LC-MS/MS)
2021-11-03 | CVSPC | Physician Interpretation Conventional | CVSPC | Physician Interp Conventional | 50595-8 | Pathologist interpretation:Imp:Pt:XXX:Nom: | This is not an orderable test.
2021-10-29 | FSTAB | Stachybotrys chartarum/atra IgE | Z5805 | CLASS | Not Provided |  | ImmunoCAP FEIA
2021-10-18 | FFTST | Testosterone, Free and Weakly Bound, With Total Testosterone, LC/MS-MS | Z6079 | Testosterone, Total, LC/MS | 2986-8 | Testosterone:MCnc:Pt:Ser/Plas:Qn: | Ammonium sulfate precipitation; liquid chromatography/tandem mass spectrometry (LC/MS-MS)
2021-10-18 | FFTST | Testosterone, Free and Weakly Bound, With Total Testosterone, LC/MS-MS | Z6080 | Testost. % Free+Weakly Bound | 6891-6 | Testosterone.free+weakly bound/Testosterone.total:MFr:Pt:Ser/Plas:Qn: | Ammonium sulfate precipitation; liquid chromatography/tandem mass spectrometry (LC/MS-MS)
2021-10-18 | FFTST | Testosterone, Free and Weakly Bound, With Total Testosterone, LC/MS-MS | Z6081 | Testost. F+W Bound | 2990-0 | Testosterone.free+weakly bound:MCnc:Pt:Ser/Plas:Qn: | Ammonium sulfate precipitation; liquid chromatography/tandem mass spectrometry (LC/MS-MS)
2021-10-13 | ZW334 | Miscellaneous Variantyx, Inc. | ZT334 | Test Name | 19145-2 | Referral lab test name:Type:Pt:Referral lab test:Nar:
2021-10-13 | ZW334 | Miscellaneous Variantyx, Inc. | ZR334 | Result | 19146-0 | Referral lab test results:Find:Pt:Referral lab test:Nar:
2021-10-12 | TSTIM | Targeted Stimulant Screen, Random, Urine | 610278 | Ephedrine | 99108-3 | ePHEDrine:PrThr:Pt:Urine:Ord:Screen | Only orderable as part of profile. For more information see: -CSMPU / Controlled Substance Monitoring Panel, Random, Urine -ADMPU / Addiction Medicine Profile with Reflex, 22 Drug Classes, High Resolution Mass Spectrometry and Immunoassay Screen, Random, Urine -CSMEU / Controlled Substance Monitoring Enhanced Profile with Reflex, 21 Drug Classes, High Resolution Mass Spectrometry and Immunoassay Screen, Random, Urine -CSMTU / Controlled Substance Monitoring Targeted Profile, 17 Drug Classes, Mass Spectrometry, Random, Urine -TSPU / Targeted Stimulant Screen, Random, Urine Liquid Chromatography Tandem Mass Spectrometry, High-Resolution Accurate Mass (LC-MS/MS HRAM)
2021-10-12 | TSTIM | Targeted Stimulant Screen, Random, Urine | 610279 | Pseudoephedrine | 99109-1 | Pseudoephedrine:PrThr:Pt:Urine:Ord:Screen | Only orderable as part of profile. For more information see: -CSMPU / Controlled Substance Monitoring Panel, Random, Urine -ADMPU / Addiction Medicine Profile with Reflex, 22 Drug Classes, High Resolution Mass Spectrometry and Immunoassay Screen, Random, Urine -CSMEU / Controlled Substance Monitoring Enhanced Profile with Reflex, 21 Drug Classes, High Resolution Mass Spectrometry and Immunoassay Screen, Random, Urine -CSMTU / Controlled Substance Monitoring Targeted Profile, 17 Drug Classes, Mass Spectrometry, Random, Urine -TSPU / Targeted Stimulant Screen, Random, Urine Liquid Chromatography Tandem Mass Spectrometry, High-Resolution Accurate Mass (LC-MS/MS HRAM)
2021-10-12 | TSTIM | Targeted Stimulant Screen, Random, Urine | 610283 | Ritalinic acid | 99110-9 | Alpha-Phenyl-2-Piperidine acetate:PrThr:Pt:Urine:Ord:Screen | Only orderable as part of profile. For more information see: -CSMPU / Controlled Substance Monitoring Panel, Random, Urine -ADMPU / Addiction Medicine Profile with Reflex, 22 Drug Classes, High Resolution Mass Spectrometry and Immunoassay Screen, Random, Urine -CSMEU / Controlled Substance Monitoring Enhanced Profile with Reflex, 21 Drug Classes, High Resolution Mass Spectrometry and Immunoassay Screen, Random, Urine -CSMTU / Controlled Substance Monitoring Targeted Profile, 17 Drug Classes, Mass Spectrometry, Random, Urine -TSPU / Targeted Stimulant Screen, Random, Urine Liquid Chromatography Tandem Mass Spectrometry, High-Resolution Accurate Mass (LC-MS/MS HRAM)
2021-10-12 | TSTIM | Targeted Stimulant Screen, Random, Urine | 610284 | Stimulant Interpretation | 54247-2 | Drug screen comment:Imp:Pt:Urine:Nom: | Only orderable as part of profile. For more information see: -CSMPU / Controlled Substance Monitoring Panel, Random, Urine -ADMPU / Addiction Medicine Profile with Reflex, 22 Drug Classes, High Resolution Mass Spectrometry and Immunoassay Screen, Random, Urine -CSMEU / Controlled Substance Monitoring Enhanced Profile with Reflex, 21 Drug Classes, High Resolution Mass Spectrometry and Immunoassay Screen, Random, Urine -CSMTU / Controlled Substance Monitoring Targeted Profile, 17 Drug Classes, Mass Spectrometry, Random, Urine -TSPU / Targeted Stimulant Screen, Random, Urine Liquid Chromatography Tandem Mass Spectrometry, High-Resolution Accurate Mass (LC-MS/MS HRAM)
2021-10-12 | 2DIS | Human Leukocyte Antigens (HLA)-DR-DQ Disease Association Typing Low Resolution, Blood | LRTM2 | Test Method | 85069-3 | Lab test method:Type:Pt:Specimen:Nom:* | Polymerase Chain Reaction (PCR)/Next-Generation Sequencing (NGS)
2021-10-12 | MFCDF | Myeloma, High Risk with Reflex Probes, Diagnostic FISH Evaluation, Fixed Cell Pellet | 614305 | Source | 31208-2 | Specimen source:Prid:Pt:XXX:Nom: | Fluorescence In Situ Hybridization (FISH)
2021-10-12 | TALAF | T-Cell Acute Lymphoblastic Leukemia/Lymphoma (ALL), FISH, Adult, Varies | 609558 | Result Summary | 50397-9 | Molecular diagnostic overall interpretation:PrThr:Pt:Bld/Tiss:Ord:Molgen | Fluorescence In Situ Hybridization (FISH)
2021-10-12 | TALAF | T-Cell Acute Lymphoblastic Leukemia/Lymphoma (ALL), FISH, Adult, Varies | 609559 | Interpretation | 69965-2 | Clinical cytogeneticist review:Imp:Pt:XXX:Nar: | Fluorescence In Situ Hybridization (FISH)
2021-10-12 | TALAF | T-Cell Acute Lymphoblastic Leukemia/Lymphoma (ALL), FISH, Adult, Varies | 609560 | Result Table | 93356-4 | Cells.cytogenetic abnormality:Num:Pt:Bld/Tiss:Qn:Molgen | Fluorescence In Situ Hybridization (FISH)
2021-10-12 | TALAF | T-Cell Acute Lymphoblastic Leukemia/Lymphoma (ALL), FISH, Adult, Varies | 609561 | Result | 62356-1 | Chromosome analysis result in ISCN expression:Find:Pt:Bld/Tiss:Nom:Molgen | Fluorescence In Situ Hybridization (FISH)
2021-10-12 | TALAF | T-Cell Acute Lymphoblastic Leukemia/Lymphoma (ALL), FISH, Adult, Varies | 609562 | Source | 31208-2 | Specimen source:Prid:Pt:XXX:Nom: | Fluorescence In Situ Hybridization (FISH)
2021-10-12 | TALAF | T-Cell Acute Lymphoblastic Leukemia/Lymphoma (ALL), FISH, Adult, Varies | 609564 | Additional Information | 48767-8 | Annotation comment:Imp:Pt:{system}:Nar: | Fluorescence In Situ Hybridization (FISH)
2021-10-12 | TALAF | T-Cell Acute Lymphoblastic Leukemia/Lymphoma (ALL), FISH, Adult, Varies | 609565 | Disclaimer | 62364-5 | Test performance information:Find:Pt:XXX:Nar: | Fluorescence In Situ Hybridization (FISH)
2021-10-12 | TALAF | T-Cell Acute Lymphoblastic Leukemia/Lymphoma (ALL), FISH, Adult, Varies | 609566 | Released By | 18771-6 | Provider.signing name:Pn:Pt:Report:Nom: | Fluorescence In Situ Hybridization (FISH)
2021-10-12 | TALAF | T-Cell Acute Lymphoblastic Leukemia/Lymphoma (ALL), FISH, Adult, Varies | GC071 | Reason for Referral | 42349-1 | Reason for referral:Find:Pt:^Patient:Nar: | Fluorescence In Situ Hybridization (FISH)
2021-10-12 | TALAF | T-Cell Acute Lymphoblastic Leukemia/Lymphoma (ALL), FISH, Adult, Varies | GC072 | Specimen | 31208-2 | Specimen source:Prid:Pt:XXX:Nom: | Fluorescence In Situ Hybridization (FISH)
2021-10-08 | MBLF | Mannan Binding Lectin Complement Pathway, Functional, Serum | MBLF | MBL Complement Path, Func, S | 74522-4 | Complement lectin pathway actual/normal:RelACnc:Pt:Ser:Qn:IA | Enzyme-Linked Immunosorbent Assay (ELISA)
2021-10-08 | ZW335 | Miscellaneous New York Blood Center | ZR335 | Result | 19146-0 | Referral lab test results:Find:Pt:Referral lab test:Nar:
2021-10-08 | ZW335 | Miscellaneous New York Blood Center | ZT335 | Test Name | 19145-2 | Referral lab test name:Type:Pt:Referral lab test:Nar:
2021-10-07 | AGU20 | Acylglycines, Quantitative, Random, Urine | 608910 | n-Acetylglycine | 99059-8 | n-Acetylglycine/Creatinine:MRto:Pt:Urine:Qn: | Gas Chromatography Mass Spectrometry (GC-MS)
2021-10-07 | K11CC | Kelch-Like Protein 11 Antibody, Cell Binding Assay, Spinal Fluid | 610580 | KLHL11 Ab CBA, CSF | 99073-9 | Kelch-Like Protein 11 Ab.IgG:PrThr:Pt:CSF:Ord:CBA IFA | Cell-Binding Assay (CBA)
2021-10-07 | K11CS | Kelch-Like Protein 11 Antibody, Cell Binding Assay, Serum | 610581 | KLHL11 Ab CBA, S | 99072-1 | Kelch-like protein 11 Ab.IgG:PrThr:Pt:Ser:Ord:CBA IFA | Cell-Binding Assay (CBA)
2021-10-05 | CILPF | Congenital Infantile Leukemia, FISH, Tissue | 614188 | Method | 85069-3 | Lab test method:Type:Pt:Specimen:Nom:* | Fluorescence In Situ Hybridization (FISH)
2021-10-05 | TLPMF | T-Cell Lymphoma, Specified FISH, Varies | 614353 | Method | 85069-3 | Lab test method:Type:Pt:Specimen:Nom:* | Fluorescence In Situ Hybridization (FISH)
2021-09-30 | 1DIS | Human Leukocyte Antigens (HLA) A-B-C Disease Association Typing Low Resolution, Blood | LRTM1 | Test Method | 85069-3 | Lab test method:Type:Pt:Specimen:Nom:* | Polymerase Chain Reaction (PCR)/Next-Generation Sequencing (NGS)
2021-09-24 | HBCRQ | Hepatitis B Virus Core-Related Antigen, Quantitative, Serum | HBCQ2 | HBcr Ag, Quantitative, S | 97152-3 | Hepatitis B virus core+little e+p22cr Ag:ACnc:Pt:Ser/Plas:Qn:IA | Chemiluminescent Enzyme Immunoassay
2021-09-22 | ADLTX | Adulterants Survey, Chain of Custody, Random, Urine | 36125 | Nitrites | 32710-6 | Nitrite:PrThr:Pt:Urine:Ord: | Spectrophotometry
2021-09-22 | ADULT | Adulterants Survey, Random, Urine | 23510 | Nitrites | 32710-6 | Nitrite:PrThr:Pt:Urine:Ord: | Spectrophotometry (SP)
2021-09-16 | TLPMF | T-Cell Lymphoma, Specified FISH, Varies | 614349 | Interpretation | 69965-2 | Clinical cytogeneticist review:Imp:Pt:XXX:Nar: | Fluorescence In Situ Hybridization (FISH)
2021-09-16 | TLPMF | T-Cell Lymphoma, Specified FISH, Varies | 614350 | Result Table | 93356-4 | Cells.cytogenetic abnormality:Num:Pt:Bld/Tiss:Qn:Molgen | Fluorescence In Situ Hybridization (FISH)
2021-09-16 | TLPMF | T-Cell Lymphoma, Specified FISH, Varies | 614351 | Result | 62356-1 | Chromosome analysis result in ISCN expression:Find:Pt:Bld/Tiss:Nom:Molgen | Fluorescence In Situ Hybridization (FISH)
2021-09-16 | TLPMF | T-Cell Lymphoma, Specified FISH, Varies | 614352 | Source | 31208-2 | Specimen source:Prid:Pt:XXX:Nom: | Fluorescence In Situ Hybridization (FISH)
2021-09-16 | TLPMF | T-Cell Lymphoma, Specified FISH, Varies | 614354 | Additional Information | 48767-8 | Annotation comment:Imp:Pt:{system}:Nar: | Fluorescence In Situ Hybridization (FISH)
2021-09-16 | TLPMF | T-Cell Lymphoma, Specified FISH, Varies | 614355 | Disclaimer | 62364-5 | Test performance information:Find:Pt:XXX:Nar: | Fluorescence In Situ Hybridization (FISH)
2021-09-16 | TLPMF | T-Cell Lymphoma, Specified FISH, Varies | 614356 | Released By | 18771-6 | Provider.signing name:Pn:Pt:Report:Nom: | Fluorescence In Situ Hybridization (FISH)
2021-09-16 | TLPMF | T-Cell Lymphoma, Specified FISH, Varies | GC141 | Reason for Referral | 42349-1 | Reason for referral:Find:Pt:^Patient:Nar: | Fluorescence In Situ Hybridization (FISH)
2021-09-16 | TLPMF | T-Cell Lymphoma, Specified FISH, Varies | GC142 | Probes Requested | 78040-3 | FISH probe target gene:ID:Pt:Laboratory device:Nom: | Fluorescence In Situ Hybridization (FISH)
2021-09-16 | TLPMF | T-Cell Lymphoma, Specified FISH, Varies | GC143 | Specimen | 31208-2 | Specimen source:Prid:Pt:XXX:Nom: | Fluorescence In Situ Hybridization (FISH)
2021-09-16 | TLPMF | T-Cell Lymphoma, Specified FISH, Varies | 614348 | Result Summary | 50397-9 | Molecular diagnostic overall interpretation:PrThr:Pt:Bld/Tiss:Ord:Molgen | Fluorescence In Situ Hybridization (FISH)
2021-09-15 | CILPF | Congenital Infantile Leukemia, FISH, Tissue | 614181 | Result Summary | 50397-9 | Molecular diagnostic overall interpretation:PrThr:Pt:Bld/Tiss:Ord:Molgen | Fluorescence In Situ Hybridization (FISH)
2021-09-15 | CILPF | Congenital Infantile Leukemia, FISH, Tissue | 614182 | Interpretation | 69965-2 | Clinical cytogeneticist review:Imp:Pt:XXX:Nar: | Fluorescence In Situ Hybridization (FISH)
2021-09-15 | CILPF | Congenital Infantile Leukemia, FISH, Tissue | 614184 | Result | 62356-1 | Chromosome analysis result in ISCN expression:Find:Pt:Bld/Tiss:Nom:Molgen | Fluorescence In Situ Hybridization (FISH)
2021-09-15 | CILPF | Congenital Infantile Leukemia, FISH, Tissue | GC095 | Reason for Referral | 42349-1 | Reason for referral:Find:Pt:^Patient:Nar: | Fluorescence In Situ Hybridization (FISH)
2021-09-15 | CILPF | Congenital Infantile Leukemia, FISH, Tissue | 614183 | Result Table | 93356-4 | Cells.cytogenetic abnormality:Num:Pt:Bld/Tiss:Qn:Molgen | Fluorescence In Situ Hybridization (FISH)
2021-09-15 | CILPF | Congenital Infantile Leukemia, FISH, Tissue | 614185 | Specimen | 31208-2 | Specimen source:Prid:Pt:XXX:Nom: | Fluorescence In Situ Hybridization (FISH)
2021-09-15 | CILPF | Congenital Infantile Leukemia, FISH, Tissue | 614186 | Source | 31208-2 | Specimen source:Prid:Pt:XXX:Nom: | Fluorescence In Situ Hybridization (FISH)
2021-09-15 | CILPF | Congenital Infantile Leukemia, FISH, Tissue | 614187 | Tissue ID | 80398-1 | Unique identifier:ID:Pt:Current sample:Nom: | Fluorescence In Situ Hybridization (FISH)
2021-09-15 | CILPF | Congenital Infantile Leukemia, FISH, Tissue | 614189 | Additional Information | 48767-8 | Annotation comment:Imp:Pt:{system}:Nar: | Fluorescence In Situ Hybridization (FISH)
2021-09-15 | CILPF | Congenital Infantile Leukemia, FISH, Tissue | 614191 | Released by | 18771-6 | Provider.signing name:Pn:Pt:Report:Nom: | Fluorescence In Situ Hybridization (FISH)
2021-09-15 | EOSDF | Chronic Eosinophilia, Diagnostic FISH, Varies | 609588 | Result Summary | 50397-9 | Molecular diagnostic overall interpretation:PrThr:Pt:Bld/Tiss:Ord:Molgen | Fluorescence In Situ Hybridization (FISH)
2021-09-15 | EOSMF | Chronic Eosinophilia, Specified FISH, Varies | 614259 | Result | 62356-1 | Chromosome analysis result in ISCN expression:Find:Pt:Bld/Tiss:Nom:Molgen | Fluorescence In Situ Hybridization (FISH)
2021-09-15 | HEMMF | Hematologic Specified FISH, Varies | 614270 | Result | 62356-1 | Chromosome analysis result in ISCN expression:Find:Pt:Bld/Tiss:Nom:Molgen | Fluorescence In Situ Hybridization (FISH)
2021-09-15 | MDSDF | Myelodysplastic Syndrome (MDS), Diagnostic FISH, Varies | 614281 | Result | 62356-1 | Chromosome analysis result in ISCN expression:Find:Pt:Bld/Tiss:Nom:Molgen | Fluorescence In Situ Hybridization (FISH)
2021-09-15 | MDSMF | Myelodysplastic Syndrome (MDS), Specified FISH, Varies | 614292 | Result | 62356-1 | Chromosome analysis result in ISCN expression:Find:Pt:Bld/Tiss:Nom:Molgen | Fluorescence In Situ Hybridization (FISH)
2021-09-15 | MFCDF | Myeloma, High Risk with Reflex Probes, Diagnostic FISH Evaluation, Fixed Cell Pellet | 614303 | Result | 62356-1 | Chromosome analysis result in ISCN expression:Find:Pt:Bld/Tiss:Nom:Molgen | Fluorescence In Situ Hybridization (FISH)
2021-09-15 | TALMF | T-Cell Acute Lymphoblastic Leukemia/Lymphoma (ALL), Specified FISH, Varies | 614328 | Result | 62356-1 | Chromosome analysis result in ISCN expression:Find:Pt:Bld/Tiss:Nom:Molgen | Fluorescence In Situ Hybridization (FISH)
2021-09-15 | TLPDF | T-Cell Lymphoma, Diagnostic FISH, Varies | 614340 | Result | 62356-1 | Chromosome analysis result in ISCN expression:Find:Pt:Bld/Tiss:Nom:Molgen | Fluorescence In Situ Hybridization (FISH)
2021-09-15 | AMLAF | Acute Myeloid Leukemia (AML), FISH, Adult, Varies | 609521 | Result | 62356-1 | Chromosome analysis result in ISCN expression:Find:Pt:Bld/Tiss:Nom:Molgen | Fluorescence In Situ Hybridization (FISH)
2021-09-15 | AMLMF | Acute Myeloid Leukemia (AML), Specified FISH, Varies | 614207 | Result | 62356-1 | Chromosome analysis result in ISCN expression:Find:Pt:Bld/Tiss:Nom:Molgen | Fluorescence In Situ Hybridization (FISH)
2021-09-15 | AMLPF | Acute Myeloid Leukemia (AML), FISH, Pediatric, Varies | 609531 | Result | 62356-1 | Chromosome analysis result in ISCN expression:Find:Pt:Bld/Tiss:Nom:Molgen | Fluorescence In Situ Hybridization (FISH)
2021-09-15 | BALAF | B-Cell Acute Lymphoblastic Leukemia/Lymphoma (ALL), FISH, Adult, Varies | 609541 | Result | 62356-1 | Chromosome analysis result in ISCN expression:Find:Pt:Bld/Tiss:Nom:Molgen | Fluorescence In Situ Hybridization (FISH)
2021-09-15 | BALMF | B-Cell Acute Lymphoblastic Leukemia/Lymphoma (ALL), Specified FISH, Varies | 614220 | Result | 62356-1 | Chromosome analysis result in ISCN expression:Find:Pt:Bld/Tiss:Nom:Molgen | Fluorescence In Situ Hybridization (FISH)
2021-09-15 | BALPF | B-Cell Acute Lymphoblastic Leukemia/Lymphoma (ALL), Pediatric, FISH, Varies | 609551 | Result | 62356-1 | Chromosome analysis result in ISCN expression:Find:Pt:Bld/Tiss:Nom:Molgen | Fluorescence In Situ Hybridization (FISH)
2021-09-15 | BLBLF | B-Cell Lymphoblastic Leukemia/Lymphoma, FISH, Tissue | 609455 | Result | 62356-1 | Chromosome analysis result in ISCN expression:Find:Pt:Bld/Tiss:Nom:Molgen | Fluorescence In Situ Hybridization (FISH)
2021-09-15 | BLPMF | B-Cell Lymphoma, Specified FISH, Varies | 614232 | Result | 62356-1 | Chromosome analysis result in ISCN expression:Find:Pt:Bld/Tiss:Nom:Molgen | Fluorescence In Situ Hybridization (FISH)
2021-09-15 | EOSDF | Chronic Eosinophilia, Diagnostic FISH, Varies | 609591 | Result | 62356-1 | Chromosome analysis result in ISCN expression:Find:Pt:Bld/Tiss:Nom:Molgen | Fluorescence In Situ Hybridization (FISH)
2021-09-15 | PHLDF | Philadelphia Chromosome-like Acute Lymphoblastic Leukemia (Ph-like ALL), Diagnostic FISH, Varies | 609581 | Result | 62356-1 | Chromosome analysis result in ISCN expression:Find:Pt:Bld/Tiss:Nom:Molgen | Fluorescence In Situ Hybridization (FISH)
2021-09-15 | TALPF | T-Cell Acute Lymphoblastic Leukemia/Lymphoma (ALL), FISH, Pediatric, Varies | 609571 | Result | 62356-1 | Chromosome analysis result in ISCN expression:Find:Pt:Bld/Tiss:Nom:Molgen | Fluorescence In Situ Hybridization (FISH)
2021-09-15 | TALMF | T-Cell Acute Lymphoblastic Leukemia/Lymphoma (ALL), Specified FISH, Varies | 614325 | Result Summary | 50397-9 | Molecular diagnostic overall interpretation:PrThr:Pt:Bld/Tiss:Ord:Molgen | Fluorescence In Situ Hybridization (FISH)
2021-09-15 | TLPDF | T-Cell Lymphoma, Diagnostic FISH, Varies | 614337 | Result Summary | 50397-9 | Molecular diagnostic overall interpretation:PrThr:Pt:Bld/Tiss:Ord:Molgen | Fluorescence In Situ Hybridization (FISH)
2021-09-15 | AMLAF | Acute Myeloid Leukemia (AML), FISH, Adult, Varies | 609518 | Result Summary | 50397-9 | Molecular diagnostic overall interpretation:PrThr:Pt:Bld/Tiss:Ord:Molgen | Fluorescence In Situ Hybridization (FISH)
2021-09-15 | AMLMF | Acute Myeloid Leukemia (AML), Specified FISH, Varies | 614204 | Result Summary | 50397-9 | Molecular diagnostic overall interpretation:PrThr:Pt:Bld/Tiss:Ord:Molgen | Fluorescence In Situ Hybridization (FISH)
2021-09-15 | AMLPF | Acute Myeloid Leukemia (AML), FISH, Pediatric, Varies | 609528 | Result Summary | 50397-9 | Molecular diagnostic overall interpretation:PrThr:Pt:Bld/Tiss:Ord:Molgen | Fluorescence In Situ Hybridization (FISH)
2021-09-15 | BALAF | B-Cell Acute Lymphoblastic Leukemia/Lymphoma (ALL), FISH, Adult, Varies | 609538 | Result Summary | 50397-9 | Molecular diagnostic overall interpretation:PrThr:Pt:Bld/Tiss:Ord:Molgen | Fluorescence In Situ Hybridization (FISH)
2021-09-15 | BALMF | B-Cell Acute Lymphoblastic Leukemia/Lymphoma (ALL), Specified FISH, Varies | 614217 | Result Summary | 50397-9 | Molecular diagnostic overall interpretation:PrThr:Pt:Bld/Tiss:Ord:Molgen | Fluorescence In Situ Hybridization (FISH)
2021-09-15 | BALPF | B-Cell Acute Lymphoblastic Leukemia/Lymphoma (ALL), Pediatric, FISH, Varies | 609548 | Result Summary | 50397-9 | Molecular diagnostic overall interpretation:PrThr:Pt:Bld/Tiss:Ord:Molgen | Fluorescence In Situ Hybridization (FISH)
2021-09-15 | BLBLF | B-Cell Lymphoblastic Leukemia/Lymphoma, FISH, Tissue | 609452 | Result Summary | 50397-9 | Molecular diagnostic overall interpretation:PrThr:Pt:Bld/Tiss:Ord:Molgen | Fluorescence In Situ Hybridization (FISH)
2021-09-15 | BLPMF | B-Cell Lymphoma, Specified FISH, Varies | 614229 | Result Summary | 50397-9 | Molecular diagnostic overall interpretation:PrThr:Pt:Bld/Tiss:Ord:Molgen | Fluorescence In Situ Hybridization (FISH)
2021-09-15 | EOSMF | Chronic Eosinophilia, Specified FISH, Varies | 614256 | Result Summary | 50397-9 | Molecular diagnostic overall interpretation:PrThr:Pt:Bld/Tiss:Ord:Molgen | Fluorescence In Situ Hybridization (FISH)
2021-09-15 | HEMMF | Hematologic Specified FISH, Varies | 614267 | Result Summary | 50397-9 | Molecular diagnostic overall interpretation:PrThr:Pt:Bld/Tiss:Ord:Molgen | Fluorescence In Situ Hybridization (FISH)
2021-09-15 | MDSDF | Myelodysplastic Syndrome (MDS), Diagnostic FISH, Varies | 614278 | Result Summary | 50397-9 | Molecular diagnostic overall interpretation:PrThr:Pt:Bld/Tiss:Ord:Molgen | Fluorescence In Situ Hybridization (FISH)
2021-09-15 | MDSMF | Myelodysplastic Syndrome (MDS), Specified FISH, Varies | 614289 | Result Summary | 50397-9 | Molecular diagnostic overall interpretation:PrThr:Pt:Bld/Tiss:Ord:Molgen | Fluorescence In Situ Hybridization (FISH)
2021-09-15 | MFCDF | Myeloma, High Risk with Reflex Probes, Diagnostic FISH Evaluation, Fixed Cell Pellet | 614300 | Result Summary | 50397-9 | Molecular diagnostic overall interpretation:PrThr:Pt:Bld/Tiss:Ord:Molgen | Fluorescence In Situ Hybridization (FISH)
2021-09-15 | PHLDF | Philadelphia Chromosome-like Acute Lymphoblastic Leukemia (Ph-like ALL), Diagnostic FISH, Varies | 609578 | Result Summary | 50397-9 | Molecular diagnostic overall interpretation:PrThr:Pt:Bld/Tiss:Ord:Molgen | Fluorescence In Situ Hybridization (FISH)
2021-09-15 | TALPF | T-Cell Acute Lymphoblastic Leukemia/Lymphoma (ALL), FISH, Pediatric, Varies | 609568 | Result Summary | 50397-9 | Molecular diagnostic overall interpretation:PrThr:Pt:Bld/Tiss:Ord:Molgen | Fluorescence In Situ Hybridization (FISH)
2021-09-15 | PHLDF | Philadelphia Chromosome-like Acute Lymphoblastic Leukemia (Ph-like ALL), Diagnostic FISH, Varies | GC078 | Specimen | 31208-2 | Specimen source:Prid:Pt:XXX:Nom: | Fluorescence In Situ Hybridization (FISH)
2021-09-15 | BLPMF | B-Cell Lymphoma, Specified FISH, Varies | 614230 | Interpretation | 69965-2 | Clinical cytogeneticist review:Imp:Pt:XXX:Nar: | Fluorescence In Situ Hybridization (FISH)
2021-09-15 | EOSMF | Chronic Eosinophilia, Specified FISH, Varies | 614257 | Interpretation | 69965-2 | Clinical cytogeneticist review:Imp:Pt:XXX:Nar: | Fluorescence In Situ Hybridization (FISH)
2021-09-15 | HEMMF | Hematologic Specified FISH, Varies | 614268 | Interpretation | 69965-2 | Clinical cytogeneticist review:Imp:Pt:XXX:Nar: | Fluorescence In Situ Hybridization (FISH)
2021-09-15 | MDSDF | Myelodysplastic Syndrome (MDS), Diagnostic FISH, Varies | 614279 | Interpretation | 69965-2 | Clinical cytogeneticist review:Imp:Pt:XXX:Nar: | Fluorescence In Situ Hybridization (FISH)
2021-09-15 | MDSMF | Myelodysplastic Syndrome (MDS), Specified FISH, Varies | 614290 | Interpretation | 69965-2 | Clinical cytogeneticist review:Imp:Pt:XXX:Nar: | Fluorescence In Situ Hybridization (FISH)
2021-09-15 | MFCDF | Myeloma, High Risk with Reflex Probes, Diagnostic FISH Evaluation, Fixed Cell Pellet | 614301 | Interpretation | 69965-2 | Clinical cytogeneticist review:Imp:Pt:XXX:Nar: | Fluorescence In Situ Hybridization (FISH)
2021-09-15 | TALMF | T-Cell Acute Lymphoblastic Leukemia/Lymphoma (ALL), Specified FISH, Varies | 614326 | Interpretation | 69965-2 | Clinical cytogeneticist review:Imp:Pt:XXX:Nar: | Fluorescence In Situ Hybridization (FISH)
2021-09-15 | TLPDF | T-Cell Lymphoma, Diagnostic FISH, Varies | 614338 | Interpretation | 69965-2 | Clinical cytogeneticist review:Imp:Pt:XXX:Nar: | Fluorescence In Situ Hybridization (FISH)
2021-09-15 | AMLAF | Acute Myeloid Leukemia (AML), FISH, Adult, Varies | 609519 | Interpretation | 69965-2 | Clinical cytogeneticist review:Imp:Pt:XXX:Nar: | Fluorescence In Situ Hybridization (FISH)
2021-09-15 | AMLMF | Acute Myeloid Leukemia (AML), Specified FISH, Varies | 614205 | Interpretation | 69965-2 | Clinical cytogeneticist review:Imp:Pt:XXX:Nar: | Fluorescence In Situ Hybridization (FISH)
2021-09-15 | AMLPF | Acute Myeloid Leukemia (AML), FISH, Pediatric, Varies | 609529 | Interpretation | 69965-2 | Clinical cytogeneticist review:Imp:Pt:XXX:Nar: | Fluorescence In Situ Hybridization (FISH)
2021-09-15 | BALAF | B-Cell Acute Lymphoblastic Leukemia/Lymphoma (ALL), FISH, Adult, Varies | 609539 | Interpretation | 69965-2 | Clinical cytogeneticist review:Imp:Pt:XXX:Nar: | Fluorescence In Situ Hybridization (FISH)
2021-09-15 | BALMF | B-Cell Acute Lymphoblastic Leukemia/Lymphoma (ALL), Specified FISH, Varies | 614218 | Interpretation | 69965-2 | Clinical cytogeneticist review:Imp:Pt:XXX:Nar: | Fluorescence In Situ Hybridization (FISH)
2021-09-15 | BALPF | B-Cell Acute Lymphoblastic Leukemia/Lymphoma (ALL), Pediatric, FISH, Varies | 609549 | Interpretation | 69965-2 | Clinical cytogeneticist review:Imp:Pt:XXX:Nar: | Fluorescence In Situ Hybridization (FISH)
2021-09-15 | BLBLF | B-Cell Lymphoblastic Leukemia/Lymphoma, FISH, Tissue | 609453 | Interpretation | 69965-2 | Clinical cytogeneticist review:Imp:Pt:XXX:Nar: | Fluorescence In Situ Hybridization (FISH)
2021-09-15 | EOSDF | Chronic Eosinophilia, Diagnostic FISH, Varies | 609589 | Interpretation | 69965-2 | Clinical cytogeneticist review:Imp:Pt:XXX:Nar: | Fluorescence In Situ Hybridization (FISH)
2021-09-15 | PHLDF | Philadelphia Chromosome-like Acute Lymphoblastic Leukemia (Ph-like ALL), Diagnostic FISH, Varies | 609579 | Interpretation | 69965-2 | Clinical cytogeneticist review:Imp:Pt:XXX:Nar: | Fluorescence In Situ Hybridization (FISH)
2021-09-15 | TALPF | T-Cell Acute Lymphoblastic Leukemia/Lymphoma (ALL), FISH, Pediatric, Varies | 609569 | Interpretation | 69965-2 | Clinical cytogeneticist review:Imp:Pt:XXX:Nar: | Fluorescence In Situ Hybridization (FISH)
2021-09-15 | AMLPF | Acute Myeloid Leukemia (AML), FISH, Pediatric, Varies | 609530 | Result Table | 93356-4 | Cells.cytogenetic abnormality:Num:Pt:Bld/Tiss:Qn:Molgen | Fluorescence In Situ Hybridization (FISH)
2021-09-15 | TLPDF | T-Cell Lymphoma, Diagnostic FISH, Varies | 614343 | Additional Information | 48767-8 | Annotation comment:Imp:Pt:{system}:Nar: | Fluorescence In Situ Hybridization (FISH)
2021-09-15 | AMLAF | Acute Myeloid Leukemia (AML), FISH, Adult, Varies | GC059 | Reason for Referral | 42349-1 | Reason for referral:Find:Pt:^Patient:Nar: | Fluorescence In Situ Hybridization (FISH)
2021-09-15 | AMLMF | Acute Myeloid Leukemia (AML), Specified FISH, Varies | GC097 | Reason for Referral | 42349-1 | Reason for referral:Find:Pt:^Patient:Nar: | Fluorescence In Situ Hybridization (FISH)
2021-09-15 | AMLPF | Acute Myeloid Leukemia (AML), FISH, Pediatric, Varies | GC062 | Reason for Referral | 42349-1 | Reason for referral:Find:Pt:^Patient:Nar: | Fluorescence In Situ Hybridization (FISH)
2021-09-15 | BALAF | B-Cell Acute Lymphoblastic Leukemia/Lymphoma (ALL), FISH, Adult, Varies | GC065 | Reason for Referral | 42349-1 | Reason for referral:Find:Pt:^Patient:Nar: | Fluorescence In Situ Hybridization (FISH)
2021-09-15 | BALMF | B-Cell Acute Lymphoblastic Leukemia/Lymphoma (ALL), Specified FISH, Varies | GC101 | Reason for Referral | 42349-1 | Reason for referral:Find:Pt:^Patient:Nar: | Fluorescence In Situ Hybridization (FISH)
2021-09-15 | BLBLF | B-Cell Lymphoblastic Leukemia/Lymphoma, FISH, Tissue | GC057 | Reason for Referral | 42349-1 | Reason for referral:Find:Pt:^Patient:Nar: | Fluorescence In Situ Hybridization (FISH)
2021-09-15 | BLPMF | B-Cell Lymphoma, Specified FISH, Varies | GC105 | Reason for Referral | 42349-1 | Reason for referral:Find:Pt:^Patient:Nar: | Fluorescence In Situ Hybridization (FISH)
2021-09-15 | EOSMF | Chronic Eosinophilia, Specified FISH, Varies | GC113 | Reason for Referral | 42349-1 | Reason for referral:Find:Pt:^Patient:Nar: | Fluorescence In Situ Hybridization (FISH)
2021-09-15 | MFCDF | Myeloma, High Risk with Reflex Probes, Diagnostic FISH Evaluation, Fixed Cell Pellet | GC128 | Reason for Referral | 42349-1 | Reason for referral:Find:Pt:^Patient:Nar: | Fluorescence In Situ Hybridization (FISH)
2021-09-15 | TALMF | T-Cell Acute Lymphoblastic Leukemia/Lymphoma (ALL), Specified FISH, Varies | GC134 | Reason for Referral | 42349-1 | Reason for referral:Find:Pt:^Patient:Nar: | Fluorescence In Situ Hybridization (FISH)
2021-09-15 | TALPF | T-Cell Acute Lymphoblastic Leukemia/Lymphoma (ALL), FISH, Pediatric, Varies | GC074 | Reason for Referral | 42349-1 | Reason for referral:Find:Pt:^Patient:Nar: | Fluorescence In Situ Hybridization (FISH)
2021-09-15 | TLPDF | T-Cell Lymphoma, Diagnostic FISH, Varies | GC138 | Reason for Referral | 42349-1 | Reason for referral:Find:Pt:^Patient:Nar: | Fluorescence In Situ Hybridization (FISH)
2021-09-15 | EOSMF | Chronic Eosinophilia, Specified FISH, Varies | 614261 | Method | 85069-3 | Lab test method:Type:Pt:Specimen:Nom:* | Fluorescence In Situ Hybridization (FISH)
2021-09-15 | MDSDF | Myelodysplastic Syndrome (MDS), Diagnostic FISH, Varies | 614283 | Method | 85069-3 | Lab test method:Type:Pt:Specimen:Nom:* | Fluorescence In Situ Hybridization (FISH)
2021-09-15 | MDSMF | Myelodysplastic Syndrome (MDS), Specified FISH, Varies | 614294 | Method | 85069-3 | Lab test method:Type:Pt:Specimen:Nom:* | Fluorescence In Situ Hybridization (FISH)
2021-09-15 | MFCDF | Myeloma, High Risk with Reflex Probes, Diagnostic FISH Evaluation, Fixed Cell Pellet | 614306 | Method | 85069-3 | Lab test method:Type:Pt:Specimen:Nom:* | Fluorescence In Situ Hybridization (FISH)
2021-09-15 | TALMF | T-Cell Acute Lymphoblastic Leukemia/Lymphoma (ALL), Specified FISH, Varies | 614330 | Method | 85069-3 | Lab test method:Type:Pt:Specimen:Nom:* | Fluorescence In Situ Hybridization (FISH)
2021-09-15 | TLPDF | T-Cell Lymphoma, Diagnostic FISH, Varies | 614342 | Method | 85069-3 | Lab test method:Type:Pt:Specimen:Nom:* | Fluorescence In Situ Hybridization (FISH)
2021-09-15 | AMLMF | Acute Myeloid Leukemia (AML), Specified FISH, Varies | 614209 | Method | 85069-3 | Lab test method:Type:Pt:Specimen:Nom:* | Fluorescence In Situ Hybridization (FISH)
2021-09-15 | BALMF | B-Cell Acute Lymphoblastic Leukemia/Lymphoma (ALL), Specified FISH, Varies | 614222 | Method | 85069-3 | Lab test method:Type:Pt:Specimen:Nom:* | Fluorescence In Situ Hybridization (FISH)
2021-09-15 | AMLMF | Acute Myeloid Leukemia (AML), Specified FISH, Varies | GC098 | Probes Requested | 78040-3 | FISH probe target gene:ID:Pt:Laboratory device:Nom: | Fluorescence In Situ Hybridization (FISH)
2021-09-15 | EOSMF | Chronic Eosinophilia, Specified FISH, Varies | GC114 | Probes Requested | 78040-3 | FISH probe target gene:ID:Pt:Laboratory device:Nom: | Fluorescence In Situ Hybridization (FISH)
2021-09-15 | AMLAF | Acute Myeloid Leukemia (AML), FISH, Adult, Varies | 609526 | Released By | 18771-6 | Provider.signing name:Pn:Pt:Report:Nom: | Fluorescence In Situ Hybridization (FISH)
2021-09-15 | AMLMF | Acute Myeloid Leukemia (AML), Specified FISH, Varies | 614212 | Released By | 18771-6 | Provider.signing name:Pn:Pt:Report:Nom: | Fluorescence In Situ Hybridization (FISH)
2021-09-15 | AMLPF | Acute Myeloid Leukemia (AML), FISH, Pediatric, Varies | 609536 | Released By | 18771-6 | Provider.signing name:Pn:Pt:Report:Nom: | Fluorescence In Situ Hybridization (FISH)
2021-09-15 | BALAF | B-Cell Acute Lymphoblastic Leukemia/Lymphoma (ALL), FISH, Adult, Varies | 609546 | Released By | 18771-6 | Provider.signing name:Pn:Pt:Report:Nom: | Fluorescence In Situ Hybridization (FISH)
2021-09-15 | BALPF | B-Cell Acute Lymphoblastic Leukemia/Lymphoma (ALL), Pediatric, FISH, Varies | 609556 | Released By | 18771-6 | Provider.signing name:Pn:Pt:Report:Nom: | Fluorescence In Situ Hybridization (FISH)
2021-09-15 | BLPMF | B-Cell Lymphoma, Specified FISH, Varies | 614237 | Released By | 18771-6 | Provider.signing name:Pn:Pt:Report:Nom: | Fluorescence In Situ Hybridization (FISH)
2021-09-15 | EOSMF | Chronic Eosinophilia, Specified FISH, Varies | 614264 | Released By | 18771-6 | Provider.signing name:Pn:Pt:Report:Nom: | Fluorescence In Situ Hybridization (FISH)
2021-09-15 | MFCDF | Myeloma, High Risk with Reflex Probes, Diagnostic FISH Evaluation, Fixed Cell Pellet | 614309 | Released By | 18771-6 | Provider.signing name:Pn:Pt:Report:Nom: | Fluorescence In Situ Hybridization (FISH)
2021-09-15 | TALMF | T-Cell Acute Lymphoblastic Leukemia/Lymphoma (ALL), Specified FISH, Varies | 614333 | Released By | 18771-6 | Provider.signing name:Pn:Pt:Report:Nom: | Fluorescence In Situ Hybridization (FISH)
2021-09-15 | TLPDF | T-Cell Lymphoma, Diagnostic FISH, Varies | 614345 | Released By | 18771-6 | Provider.signing name:Pn:Pt:Report:Nom: | Fluorescence In Situ Hybridization (FISH)
2021-09-15 | BLBLF | B-Cell Lymphoblastic Leukemia/Lymphoma, FISH, Tissue | 609462 | Released By | 18771-6 | Provider.signing name:Pn:Pt:Report:Nom: | Fluorescence In Situ Hybridization (FISH)
2021-09-15 | AMLAF | Acute Myeloid Leukemia (AML), FISH, Adult, Varies | 609524 | Additional Information | 48767-8 | Annotation comment:Imp:Pt:{system}:Nar: | Fluorescence In Situ Hybridization (FISH)
2021-09-15 | AMLMF | Acute Myeloid Leukemia (AML), Specified FISH, Varies | 614210 | Additional Information | 48767-8 | Annotation comment:Imp:Pt:{system}:Nar: | Fluorescence In Situ Hybridization (FISH)
2021-09-15 | AMLPF | Acute Myeloid Leukemia (AML), FISH, Pediatric, Varies | 609534 | Additional Information | 48767-8 | Annotation comment:Imp:Pt:{system}:Nar: | Fluorescence In Situ Hybridization (FISH)
2021-09-15 | BALAF | B-Cell Acute Lymphoblastic Leukemia/Lymphoma (ALL), FISH, Adult, Varies | 609544 | Additional Information | 48767-8 | Annotation comment:Imp:Pt:{system}:Nar: | Fluorescence In Situ Hybridization (FISH)
2021-09-15 | BALMF | B-Cell Acute Lymphoblastic Leukemia/Lymphoma (ALL), Specified FISH, Varies | 614223 | Additional Information | 48767-8 | Annotation comment:Imp:Pt:{system}:Nar: | Fluorescence In Situ Hybridization (FISH)
2021-09-15 | BALPF | B-Cell Acute Lymphoblastic Leukemia/Lymphoma (ALL), Pediatric, FISH, Varies | 609554 | Additional Information | 48767-8 | Annotation comment:Imp:Pt:{system}:Nar: | Fluorescence In Situ Hybridization (FISH)
2021-09-15 | BLBLF | B-Cell Lymphoblastic Leukemia/Lymphoma, FISH, Tissue | 609460 | Additional Information | 48767-8 | Annotation comment:Imp:Pt:{system}:Nar: | Fluorescence In Situ Hybridization (FISH)
2021-09-15 | BLPMF | B-Cell Lymphoma, Specified FISH, Varies | 614235 | Additional Information | 48767-8 | Annotation comment:Imp:Pt:{system}:Nar: | Fluorescence In Situ Hybridization (FISH)
2021-09-15 | EOSDF | Chronic Eosinophilia, Diagnostic FISH, Varies | 609594 | Additional Information | 48767-8 | Annotation comment:Imp:Pt:{system}:Nar: | Fluorescence In Situ Hybridization (FISH)
2021-09-15 | EOSMF | Chronic Eosinophilia, Specified FISH, Varies | 614262 | Additional Information | 48767-8 | Annotation comment:Imp:Pt:{system}:Nar: | Fluorescence In Situ Hybridization (FISH)
2021-09-15 | MDSDF | Myelodysplastic Syndrome (MDS), Diagnostic FISH, Varies | 614284 | Additional Information | 48767-8 | Annotation comment:Imp:Pt:{system}:Nar: | Fluorescence In Situ Hybridization (FISH)
2021-09-15 | MDSMF | Myelodysplastic Syndrome (MDS), Specified FISH, Varies | 614295 | Additional Information | 48767-8 | Annotation comment:Imp:Pt:{system}:Nar: | Fluorescence In Situ Hybridization (FISH)
2021-09-15 | MFCDF | Myeloma, High Risk with Reflex Probes, Diagnostic FISH Evaluation, Fixed Cell Pellet | 614307 | Additional Information | 48767-8 | Annotation comment:Imp:Pt:{system}:Nar: | Fluorescence In Situ Hybridization (FISH)
2021-09-15 | PHLDF | Philadelphia Chromosome-like Acute Lymphoblastic Leukemia (Ph-like ALL), Diagnostic FISH, Varies | 609584 | Additional Information | 48767-8 | Annotation comment:Imp:Pt:{system}:Nar: | Fluorescence In Situ Hybridization (FISH)
2021-09-15 | TALMF | T-Cell Acute Lymphoblastic Leukemia/Lymphoma (ALL), Specified FISH, Varies | 614331 | Additional Information | 48767-8 | Annotation comment:Imp:Pt:{system}:Nar: | Fluorescence In Situ Hybridization (FISH)
2021-09-15 | TALPF | T-Cell Acute Lymphoblastic Leukemia/Lymphoma (ALL), FISH, Pediatric, Varies | 609574 | Additional Information | 48767-8 | Annotation comment:Imp:Pt:{system}:Nar: | Fluorescence In Situ Hybridization (FISH)
2021-09-15 | TALMF | T-Cell Acute Lymphoblastic Leukemia/Lymphoma (ALL), Specified FISH, Varies | 614327 | Result Table | 93356-4 | Cells.cytogenetic abnormality:Num:Pt:Bld/Tiss:Qn:Molgen | Fluorescence In Situ Hybridization (FISH)
2021-09-15 | TLPDF | T-Cell Lymphoma, Diagnostic FISH, Varies | 614339 | Result Table | 93356-4 | Cells.cytogenetic abnormality:Num:Pt:Bld/Tiss:Qn:Molgen | Fluorescence In Situ Hybridization (FISH)
2021-09-15 | AMLMF | Acute Myeloid Leukemia (AML), Specified FISH, Varies | 614206 | Result Table | 93356-4 | Cells.cytogenetic abnormality:Num:Pt:Bld/Tiss:Qn:Molgen | Fluorescence In Situ Hybridization (FISH)
2021-09-15 | BALAF | B-Cell Acute Lymphoblastic Leukemia/Lymphoma (ALL), FISH, Adult, Varies | 609540 | Result Table | 93356-4 | Cells.cytogenetic abnormality:Num:Pt:Bld/Tiss:Qn:Molgen | Fluorescence In Situ Hybridization (FISH)
2021-09-15 | BALMF | B-Cell Acute Lymphoblastic Leukemia/Lymphoma (ALL), Specified FISH, Varies | 614219 | Result Table | 93356-4 | Cells.cytogenetic abnormality:Num:Pt:Bld/Tiss:Qn:Molgen | Fluorescence In Situ Hybridization (FISH)
2021-09-15 | BALPF | B-Cell Acute Lymphoblastic Leukemia/Lymphoma (ALL), Pediatric, FISH, Varies | 609550 | Result Table | 93356-4 | Cells.cytogenetic abnormality:Num:Pt:Bld/Tiss:Qn:Molgen | Fluorescence In Situ Hybridization (FISH)
2021-09-15 | EOSMF | Chronic Eosinophilia, Specified FISH, Varies | 614258 | Result Table | 93356-4 | Cells.cytogenetic abnormality:Num:Pt:Bld/Tiss:Qn:Molgen | Fluorescence In Situ Hybridization (FISH)
2021-09-15 | MFCDF | Myeloma, High Risk with Reflex Probes, Diagnostic FISH Evaluation, Fixed Cell Pellet | 614302 | Result Table | 93356-4 | Cells.cytogenetic abnormality:Num:Pt:Bld/Tiss:Qn:Molgen | Fluorescence In Situ Hybridization (FISH)
2021-09-15 | TALPF | T-Cell Acute Lymphoblastic Leukemia/Lymphoma (ALL), FISH, Pediatric, Varies | 609570 | Result Table | 93356-4 | Cells.cytogenetic abnormality:Num:Pt:Bld/Tiss:Qn:Molgen | Fluorescence In Situ Hybridization (FISH)
2021-09-15 | AMLAF | Acute Myeloid Leukemia (AML), FISH, Adult, Varies | 609525 | Disclaimer | 62364-5 | Test performance information:Find:Pt:XXX:Nar: | Fluorescence In Situ Hybridization (FISH)
2021-09-15 | AMLMF | Acute Myeloid Leukemia (AML), Specified FISH, Varies | 614211 | Disclaimer | 62364-5 | Test performance information:Find:Pt:XXX:Nar: | Fluorescence In Situ Hybridization (FISH)
2021-09-15 | AMLPF | Acute Myeloid Leukemia (AML), FISH, Pediatric, Varies | 609535 | Disclaimer | 62364-5 | Test performance information:Find:Pt:XXX:Nar: | Fluorescence In Situ Hybridization (FISH)
2021-09-15 | BALAF | B-Cell Acute Lymphoblastic Leukemia/Lymphoma (ALL), FISH, Adult, Varies | 609545 | Disclaimer | 62364-5 | Test performance information:Find:Pt:XXX:Nar: | Fluorescence In Situ Hybridization (FISH)
2021-09-15 | BALMF | B-Cell Acute Lymphoblastic Leukemia/Lymphoma (ALL), Specified FISH, Varies | 614224 | Disclaimer | 62364-5 | Test performance information:Find:Pt:XXX:Nar: | Fluorescence In Situ Hybridization (FISH)
2021-09-15 | BLBLF | B-Cell Lymphoblastic Leukemia/Lymphoma, FISH, Tissue | 609461 | Disclaimer | 62364-5 | Test performance information:Find:Pt:XXX:Nar: | Fluorescence In Situ Hybridization (FISH)
2021-09-15 | BLPMF | B-Cell Lymphoma, Specified FISH, Varies | 614236 | Disclaimer | 62364-5 | Test performance information:Find:Pt:XXX:Nar: | Fluorescence In Situ Hybridization (FISH)
2021-09-15 | EOSDF | Chronic Eosinophilia, Diagnostic FISH, Varies | 609595 | Disclaimer | 62364-5 | Test performance information:Find:Pt:XXX:Nar: | Fluorescence In Situ Hybridization (FISH)
2021-09-15 | EOSMF | Chronic Eosinophilia, Specified FISH, Varies | 614263 | Disclaimer | 62364-5 | Test performance information:Find:Pt:XXX:Nar: | Fluorescence In Situ Hybridization (FISH)
2021-09-15 | MDSDF | Myelodysplastic Syndrome (MDS), Diagnostic FISH, Varies | 614285 | Disclaimer | 62364-5 | Test performance information:Find:Pt:XXX:Nar: | Fluorescence In Situ Hybridization (FISH)
2021-09-15 | MDSMF | Myelodysplastic Syndrome (MDS), Specified FISH, Varies | 614296 | Disclaimer | 62364-5 | Test performance information:Find:Pt:XXX:Nar: | Fluorescence In Situ Hybridization (FISH)
2021-09-15 | MFCDF | Myeloma, High Risk with Reflex Probes, Diagnostic FISH Evaluation, Fixed Cell Pellet | 614308 | Disclaimer | 62364-5 | Test performance information:Find:Pt:XXX:Nar: | Fluorescence In Situ Hybridization (FISH)
2021-09-15 | TALMF | T-Cell Acute Lymphoblastic Leukemia/Lymphoma (ALL), Specified FISH, Varies | 614332 | Disclaimer | 62364-5 | Test performance information:Find:Pt:XXX:Nar: | Fluorescence In Situ Hybridization (FISH)
2021-09-15 | TLPDF | T-Cell Lymphoma, Diagnostic FISH, Varies | 614344 | Disclaimer | 62364-5 | Test performance information:Find:Pt:XXX:Nar: | Fluorescence In Situ Hybridization (FISH)
2021-09-15 | BLPMF | B-Cell Lymphoma, Specified FISH, Varies | 614231 | Result Table | 93356-4 | Cells.cytogenetic abnormality:Num:Pt:Bld/Tiss:Qn:Molgen | Fluorescence In Situ Hybridization (FISH)
2021-09-15 | HEMMF | Hematologic Specified FISH, Varies | 614269 | Result Table | 93356-4 | Cells.cytogenetic abnormality:Num:Pt:Bld/Tiss:Qn:Molgen | Fluorescence In Situ Hybridization (FISH)
2021-09-15 | MDSDF | Myelodysplastic Syndrome (MDS), Diagnostic FISH, Varies | 614280 | Result Table | 93356-4 | Cells.cytogenetic abnormality:Num:Pt:Bld/Tiss:Qn:Molgen | Fluorescence In Situ Hybridization (FISH)
2021-09-15 | MDSMF | Myelodysplastic Syndrome (MDS), Specified FISH, Varies | 614291 | Result Table | 93356-4 | Cells.cytogenetic abnormality:Num:Pt:Bld/Tiss:Qn:Molgen | Fluorescence In Situ Hybridization (FISH)
2021-09-15 | AMLAF | Acute Myeloid Leukemia (AML), FISH, Adult, Varies | 609520 | Result Table | 93356-4 | Cells.cytogenetic abnormality:Num:Pt:Bld/Tiss:Qn:Molgen | Fluorescence In Situ Hybridization (FISH)
2021-09-15 | BLBLF | B-Cell Lymphoblastic Leukemia/Lymphoma, FISH, Tissue | 609454 | Result Table | 93356-4 | Cells.cytogenetic abnormality:Num:Pt:Bld/Tiss:Qn:Molgen | Fluorescence In Situ Hybridization (FISH)
2021-09-15 | EOSDF | Chronic Eosinophilia, Diagnostic FISH, Varies | 609590 | Result Table | 93356-4 | Cells.cytogenetic abnormality:Num:Pt:Bld/Tiss:Qn:Molgen | Fluorescence In Situ Hybridization (FISH)
2021-09-15 | PHLDF | Philadelphia Chromosome-like Acute Lymphoblastic Leukemia (Ph-like ALL), Diagnostic FISH, Varies | 609580 | Result Table | 93356-4 | Cells.cytogenetic abnormality:Num:Pt:Bld/Tiss:Qn:Molgen | Fluorescence In Situ Hybridization (FISH)
2021-09-15 | BALMF | B-Cell Acute Lymphoblastic Leukemia/Lymphoma (ALL), Specified FISH, Varies | GC102 | Probes Requested | 78040-3 | FISH probe target gene:ID:Pt:Laboratory device:Nom: | Fluorescence In Situ Hybridization (FISH)
2021-09-15 | BLPMF | B-Cell Lymphoma, Specified FISH, Varies | GC106 | Probes Requested | 78040-3 | FISH probe target gene:ID:Pt:Laboratory device:Nom: | Fluorescence In Situ Hybridization (FISH)
2021-09-15 | MDSMF | Myelodysplastic Syndrome (MDS), Specified FISH, Varies | GC125 | Probes Requested | 78040-3 | FISH probe target gene:ID:Pt:Laboratory device:Nom: | Fluorescence In Situ Hybridization (FISH)
2021-09-15 | TALMF | T-Cell Acute Lymphoblastic Leukemia/Lymphoma (ALL), Specified FISH, Varies | GC135 | Probes Requested | 78040-3 | FISH probe target gene:ID:Pt:Laboratory device:Nom: | Fluorescence In Situ Hybridization (FISH)
2021-09-15 | EOSMF | Chronic Eosinophilia, Specified FISH, Varies | GC115 | Specimen | 31208-2 | Specimen source:Prid:Pt:XXX:Nom: | Fluorescence In Situ Hybridization (FISH)
2021-09-15 | MDSDF | Myelodysplastic Syndrome (MDS), Diagnostic FISH, Varies | GC122 | Specimen | 31208-2 | Specimen source:Prid:Pt:XXX:Nom: | Fluorescence In Situ Hybridization (FISH)
2021-09-15 | MDSMF | Myelodysplastic Syndrome (MDS), Specified FISH, Varies | GC126 | Specimen | 31208-2 | Specimen source:Prid:Pt:XXX:Nom: | Fluorescence In Situ Hybridization (FISH)
2021-09-15 | TALMF | T-Cell Acute Lymphoblastic Leukemia/Lymphoma (ALL), Specified FISH, Varies | GC136 | Specimen | 31208-2 | Specimen source:Prid:Pt:XXX:Nom: | Fluorescence In Situ Hybridization (FISH)
2021-09-15 | TLPDF | T-Cell Lymphoma, Diagnostic FISH, Varies | GC139 | Specimen | 31208-2 | Specimen source:Prid:Pt:XXX:Nom: | Fluorescence In Situ Hybridization (FISH)
2021-09-15 | AMLAF | Acute Myeloid Leukemia (AML), FISH, Adult, Varies | GC060 | Specimen | 31208-2 | Specimen source:Prid:Pt:XXX:Nom: | Fluorescence In Situ Hybridization (FISH)
2021-09-15 | AMLMF | Acute Myeloid Leukemia (AML), Specified FISH, Varies | GC099 | Specimen | 31208-2 | Specimen source:Prid:Pt:XXX:Nom: | Fluorescence In Situ Hybridization (FISH)
2021-09-15 | AMLPF | Acute Myeloid Leukemia (AML), FISH, Pediatric, Varies | GC063 | Specimen | 31208-2 | Specimen source:Prid:Pt:XXX:Nom: | Fluorescence In Situ Hybridization (FISH)
2021-09-15 | BALAF | B-Cell Acute Lymphoblastic Leukemia/Lymphoma (ALL), FISH, Adult, Varies | GC066 | Specimen | 31208-2 | Specimen source:Prid:Pt:XXX:Nom: | Fluorescence In Situ Hybridization (FISH)
2021-09-15 | BALMF | B-Cell Acute Lymphoblastic Leukemia/Lymphoma (ALL), Specified FISH, Varies | GC103 | Specimen | 31208-2 | Specimen source:Prid:Pt:XXX:Nom: | Fluorescence In Situ Hybridization (FISH)
2021-09-15 | BALPF | B-Cell Acute Lymphoblastic Leukemia/Lymphoma (ALL), Pediatric, FISH, Varies | GC069 | Specimen | 31208-2 | Specimen source:Prid:Pt:XXX:Nom: | Fluorescence In Situ Hybridization (FISH)
2021-09-15 | BLBLF | B-Cell Lymphoblastic Leukemia/Lymphoma, FISH, Tissue | 609458 | Tissue ID | 80398-1 | Unique identifier:ID:Pt:Current sample:Nom: | Fluorescence In Situ Hybridization (FISH)
2021-09-15 | BLPMF | B-Cell Lymphoma, Specified FISH, Varies | GC107 | Specimen | 31208-2 | Specimen source:Prid:Pt:XXX:Nom: | Fluorescence In Situ Hybridization (FISH)
2021-09-15 | EOSDF | Chronic Eosinophilia, Diagnostic FISH, Varies | GC081 | Specimen | 31208-2 | Specimen source:Prid:Pt:XXX:Nom: | Fluorescence In Situ Hybridization (FISH)
2021-09-15 | MFCDF | Myeloma, High Risk with Reflex Probes, Diagnostic FISH Evaluation, Fixed Cell Pellet | 614304 | Specimen | 31208-2 | Specimen source:Prid:Pt:XXX:Nom: | Fluorescence In Situ Hybridization (FISH)
2021-09-15 | TALPF | T-Cell Acute Lymphoblastic Leukemia/Lymphoma (ALL), FISH, Pediatric, Varies | GC075 | Specimen | 31208-2 | Specimen source:Prid:Pt:XXX:Nom: | Fluorescence In Situ Hybridization (FISH)
2021-09-15 | AMLAF | Acute Myeloid Leukemia (AML), FISH, Adult, Varies | 609522 | Source | 31208-2 | Specimen source:Prid:Pt:XXX:Nom: | Fluorescence In Situ Hybridization (FISH)
2021-09-15 | AMLMF | Acute Myeloid Leukemia (AML), Specified FISH, Varies | 614208 | Source | 31208-2 | Specimen source:Prid:Pt:XXX:Nom: | Fluorescence In Situ Hybridization (FISH)
2021-09-15 | AMLPF | Acute Myeloid Leukemia (AML), FISH, Pediatric, Varies | 609532 | Source | 31208-2 | Specimen source:Prid:Pt:XXX:Nom: | Fluorescence In Situ Hybridization (FISH)
2021-09-15 | BALAF | B-Cell Acute Lymphoblastic Leukemia/Lymphoma (ALL), FISH, Adult, Varies | 609542 | Source | 31208-2 | Specimen source:Prid:Pt:XXX:Nom: | Fluorescence In Situ Hybridization (FISH)
2021-09-15 | BALMF | B-Cell Acute Lymphoblastic Leukemia/Lymphoma (ALL), Specified FISH, Varies | 614221 | Source | 31208-2 | Specimen source:Prid:Pt:XXX:Nom: | Fluorescence In Situ Hybridization (FISH)
2021-09-15 | BALPF | B-Cell Acute Lymphoblastic Leukemia/Lymphoma (ALL), Pediatric, FISH, Varies | 609552 | Source | 31208-2 | Specimen source:Prid:Pt:XXX:Nom: | Fluorescence In Situ Hybridization (FISH)
2021-09-15 | BLBLF | B-Cell Lymphoblastic Leukemia/Lymphoma, FISH, Tissue | 609456 | Specimen | 31208-2 | Specimen source:Prid:Pt:XXX:Nom: | Fluorescence In Situ Hybridization (FISH)
2021-09-15 | BLBLF | B-Cell Lymphoblastic Leukemia/Lymphoma, FISH, Tissue | 609457 | Source | 31208-2 | Specimen source:Prid:Pt:XXX:Nom: | Fluorescence In Situ Hybridization (FISH)
2021-09-15 | BLPMF | B-Cell Lymphoma, Specified FISH, Varies | 614233 | Source | 31208-2 | Specimen source:Prid:Pt:XXX:Nom: | Fluorescence In Situ Hybridization (FISH)
2021-09-15 | BLPMF | B-Cell Lymphoma, Specified FISH, Varies | 614234 | Method | 31208-2 | Specimen source:Prid:Pt:XXX:Nom: | Fluorescence In Situ Hybridization (FISH)
2021-09-15 | EOSDF | Chronic Eosinophilia, Diagnostic FISH, Varies | 609592 | Source | 31208-2 | Specimen source:Prid:Pt:XXX:Nom: | Fluorescence In Situ Hybridization (FISH)
2021-09-15 | EOSMF | Chronic Eosinophilia, Specified FISH, Varies | 614260 | Source | 31208-2 | Specimen source:Prid:Pt:XXX:Nom: | Fluorescence In Situ Hybridization (FISH)
2021-09-15 | MDSDF | Myelodysplastic Syndrome (MDS), Diagnostic FISH, Varies | 614282 | Source | 31208-2 | Specimen source:Prid:Pt:XXX:Nom: | Fluorescence In Situ Hybridization (FISH)
2021-09-15 | MDSMF | Myelodysplastic Syndrome (MDS), Specified FISH, Varies | 614293 | Source | 31208-2 | Specimen source:Prid:Pt:XXX:Nom: | Fluorescence In Situ Hybridization (FISH)
2021-09-15 | PHLDF | Philadelphia Chromosome-like Acute Lymphoblastic Leukemia (Ph-like ALL), Diagnostic FISH, Varies | 609582 | Source | 31208-2 | Specimen source:Prid:Pt:XXX:Nom: | Fluorescence In Situ Hybridization (FISH)
2021-09-15 | TALMF | T-Cell Acute Lymphoblastic Leukemia/Lymphoma (ALL), Specified FISH, Varies | 614329 | Source | 31208-2 | Specimen source:Prid:Pt:XXX:Nom: | Fluorescence In Situ Hybridization (FISH)
2021-09-15 | TALPF | T-Cell Acute Lymphoblastic Leukemia/Lymphoma (ALL), FISH, Pediatric, Varies | 609572 | Source | 31208-2 | Specimen source:Prid:Pt:XXX:Nom: | Fluorescence In Situ Hybridization (FISH)
2021-09-15 | TLPDF | T-Cell Lymphoma, Diagnostic FISH, Varies | 614341 | Source | 31208-2 | Specimen source:Prid:Pt:XXX:Nom: | Fluorescence In Situ Hybridization (FISH)
2021-09-15 | HEMMF | Hematologic Specified FISH, Varies | 614271 | Source | 31208-2 | Specimen source:Prid:Pt:XXX:Nom: | Fluorescence In Situ Hybridization (FISH)
2021-09-15 | HEMMF | Hematologic Specified FISH, Varies | 614272 | Method | 85069-3 | Lab test method:Type:Pt:Specimen:Nom:* | Fluorescence In Situ Hybridization (FISH)
2021-09-15 | HEMMF | Hematologic Specified FISH, Varies | 614273 | Additional Information | 48767-8 | Annotation comment:Imp:Pt:{system}:Nar: | Fluorescence In Situ Hybridization (FISH)
2021-09-15 | HEMMF | Hematologic Specified FISH, Varies | 614274 | Disclaimer | 62364-5 | Test performance information:Find:Pt:XXX:Nar: | Fluorescence In Situ Hybridization (FISH)
2021-09-15 | HEMMF | Hematologic Specified FISH, Varies | 614275 | Released By | 18771-6 | Provider.signing name:Pn:Pt:Report:Nom: | Fluorescence In Situ Hybridization (FISH)
2021-09-15 | HEMMF | Hematologic Specified FISH, Varies | GC117 | Reason for Referral | 42349-1 | Reason for referral:Find:Pt:^Patient:Nar: | Fluorescence In Situ Hybridization (FISH)
2021-09-15 | HEMMF | Hematologic Specified FISH, Varies | GC118 | Probes Requested | 78040-3 | FISH probe target gene:ID:Pt:Laboratory device:Nom: | Fluorescence In Situ Hybridization (FISH)
2021-09-15 | HEMMF | Hematologic Specified FISH, Varies | GC119 | Specimen | 31208-2 | Specimen source:Prid:Pt:XXX:Nom: | Fluorescence In Situ Hybridization (FISH)
2021-09-14 | BALMF | B-Cell Acute Lymphoblastic Leukemia/Lymphoma (ALL), Specified FISH, Varies | 614225 | Released By | 18771-6 | Provider.signing name:Pn:Pt:Report:Nom: | Fluorescence In Situ Hybridization (FISH)
2021-09-14 | BALPF | B-Cell Acute Lymphoblastic Leukemia/Lymphoma (ALL), Pediatric, FISH, Varies | GC068 | Reason for Referral | 42349-1 | Reason for referral:Find:Pt:^Patient:Nar: | Fluorescence In Situ Hybridization (FISH)
2021-09-14 | PHLDF | Philadelphia Chromosome-like Acute Lymphoblastic Leukemia (Ph-like ALL), Diagnostic FISH, Varies | 609585 | Disclaimer | 62364-5 | Test performance information:Find:Pt:XXX:Nar: | Fluorescence In Situ Hybridization (FISH)
2021-09-14 | TALPF | T-Cell Acute Lymphoblastic Leukemia/Lymphoma (ALL), FISH, Pediatric, Varies | 609575 | Disclaimer | 62364-5 | Test performance information:Find:Pt:XXX:Nar: | Fluorescence In Situ Hybridization (FISH)
2021-09-14 | TALPF | T-Cell Acute Lymphoblastic Leukemia/Lymphoma (ALL), FISH, Pediatric, Varies | 609576 | Released By | 18771-6 | Provider.signing name:Pn:Pt:Report:Nom: | Fluorescence In Situ Hybridization (FISH)
2021-09-14 | BALPF | B-Cell Acute Lymphoblastic Leukemia/Lymphoma (ALL), Pediatric, FISH, Varies | 609555 | Disclaimer | 62364-5 | Test performance information:Find:Pt:XXX:Nar: | Fluorescence In Situ Hybridization (FISH)
2021-09-14 | MDSDF | Myelodysplastic Syndrome (MDS), Diagnostic FISH, Varies | 614286 | Released By | 18771-6 | Provider.signing name:Pn:Pt:Report:Nom: | Fluorescence In Situ Hybridization (FISH)
2021-09-14 | MDSDF | Myelodysplastic Syndrome (MDS), Diagnostic FISH, Varies | GC121 | Reason for Referral | 42349-1 | Reason for referral:Find:Pt:^Patient:Nar: | Fluorescence In Situ Hybridization (FISH)
2021-09-14 | MDSMF | Myelodysplastic Syndrome (MDS), Specified FISH, Varies | 614297 | Released By | 18771-6 | Provider.signing name:Pn:Pt:Report:Nom: | Fluorescence In Situ Hybridization (FISH)
2021-09-14 | MDSMF | Myelodysplastic Syndrome (MDS), Specified FISH, Varies | GC124 | Reason for Referral | 42349-1 | Reason for referral:Find:Pt:^Patient:Nar: | Fluorescence In Situ Hybridization (FISH)
2021-09-14 | PHLDF | Philadelphia Chromosome-like Acute Lymphoblastic Leukemia (Ph-like ALL), Diagnostic FISH, Varies | 609586 | Released By | 18771-6 | Provider.signing name:Pn:Pt:Report:Nom: | Fluorescence In Situ Hybridization (FISH)
2021-09-14 | PHLDF | Philadelphia Chromosome-like Acute Lymphoblastic Leukemia (Ph-like ALL), Diagnostic FISH, Varies | GC077 | Reason for Referral | 42349-1 | Reason for referral:Find:Pt:^Patient:Nar: | Fluorescence In Situ Hybridization (FISH)
2021-09-14 | EOSDF | Chronic Eosinophilia, Diagnostic FISH, Varies | GC080 | Reason for Referral | 42349-1 | Reason for referral:Find:Pt:^Patient:Nar: | Fluorescence In Situ Hybridization (FISH)
2021-09-14 | EOSDF | Chronic Eosinophilia, Diagnostic FISH, Varies | 609596 | Released By | 18771-6 | Provider.signing name:Pn:Pt:Report:Nom: | Fluorescence In Situ Hybridization (FISH)
2021-09-06 | CYSR | Cystinuria Profile, Quantitative, Random, Urine | 23515 | Lysine | 30048-3 | Lysine/Creatinine:Ratio:Pt:Urine:Qn: | Liquid Chromatography Tandem Mass Spectrometry (LC-MS/MS)
2021-09-06 | CYSR | Cystinuria Profile, Quantitative, Random, Urine | 23516 | Ornithine | 30049-1 | Ornithine/Creatinine:Ratio:Pt:Urine:Qn: | Liquid Chromatography Tandem Mass Spectrometry (LC-MS/MS)
2021-09-06 | CYSR | Cystinuria Profile, Quantitative, Random, Urine | 23517 | Arginine | 30062-4 | Arginine/Creatinine:Ratio:Pt:Urine:Qn: | Liquid Chromatography Tandem Mass Spectrometry (LC-MS/MS)
2021-09-06 | SCCA | Squamous Cell Carcinoma Antigen, Serum | SCCA | Squamous Cell Carcinoma Antigen, S | 9679-2 | Squamous cell carcinoma Ag:MCnc:Pt:Ser/Plas:Qn: | Immunofluorescent Assay (IFA)
2021-08-26 | FIXCF | Immunofixation, CSF | FIXCF | Immunofixation, CSF | 13174-8 | Interpretation:Imp:Pt:CSF:Nom:Immunofixation | Immunofixation Electrophoresis
2021-08-25 | CYPAN | Cytokine Panel, Plasma | 610315 | GM-CSF | 97054-1 | Granulocyte macrophage colony stimulating factor:MCnc:Pt:Ser/Plas:Qn: | Bead-Based Multiplex Immunoassay
2021-08-24 | HCVDX | Hepatitis C Virus (HCV) Antibody with Reflex to HCV RNA, PCR, Symptomatic, Serum | HCVA4 | HCV Ab, S | 40726-2 | Hepatitis C virus Ab.IgG:PrThr:Pt:Ser/Plas:Ord:IA | Electrochemiluminescence Immunoassay (ECLIA)
2021-08-24 | HCSRN | Hepatitis C Virus (HCV) Antibody Screen with Reflex to HCV RNA, PCR, Asymptomatic, Serum | HCVA5 | HCV Ab Screen, S | 40726-2 | Hepatitis C virus Ab.IgG:PrThr:Pt:Ser/Plas:Ord:IA | Electrochemiluminescence Immunoassay (ECLIA)
2021-08-19 | CDAU7 | Drug Abuse Survey with Confirmation, Panel 9, Random, Urine | 2573 | Amphetamines | 43983-6 | Amphetamines:PrThr:Pt:Urine:Ord:Screen>500 ng/mL | Enzymatic Assay/Immunoassay ETOH: Headspace Gas Chromatography with Flame Ionization Detector (HSGC-FID)
2021-08-13 | ZW333 | Miscellaneous Nationwide Children's Hospital | ZR333 | Result | Not Provided
2021-08-13 | ZW333 | Miscellaneous Nationwide Children's Hospital | ZT333 | Test Name | Not Provided
2021-08-13 | CDAU7 | Drug Abuse Survey with Confirmation, Panel 9, Random, Urine | 2664 | Tetrahydrocannabinol | 19415-9 | Tetrahydrocannabinol:PrThr:Pt:Urine:Ord:Screen | Enzymatic Assay/Immunoassay ETOH: Headspace Gas Chromatography with Flame Ionization Detector (HSGC-FID)
2021-08-13 | PNRCH | Pain Clinic Immunoassay Panel, Urine | 2664 | Tetrahydrocannabinol | 19415-9 | Tetrahydrocannabinol:PrThr:Pt:Urine:Ord:Screen | Screened by Immunoassay and Confirmed by Gas Chromatography-Mass Spectrometry (GC-MS) or Liquid Chromatography-Tandem Mass Spectrometry (LC-MS/MS) Only orderable as part of profile. For more information see PNCSU / Pain Clinic Survey, Urine.
2021-08-13 | CDAU7 | Drug Abuse Survey with Confirmation, Panel 9, Random, Urine | 21652 | Cocaine | 19359-9 | Cocaine:PrThr:Pt:Urine:Ord:Screen | Enzymatic Assay/Immunoassay ETOH: Headspace Gas Chromatography with Flame Ionization Detector (HSGC-FID)
2021-08-13 | PNRCH | Pain Clinic Immunoassay Panel, Urine | 21652 | Cocaine | 19359-9 | Cocaine:PrThr:Pt:Urine:Ord:Screen | Screened by Immunoassay and Confirmed by Gas Chromatography-Mass Spectrometry (GC-MS) or Liquid Chromatography-Tandem Mass Spectrometry (LC-MS/MS) Only orderable as part of profile. For more information see PNCSU / Pain Clinic Survey, Urine.
2021-08-12 | ATPCO | Anal ThinPrep Cytology with Human Papillomavirus (HPV) Co-Test, Varies | 614403 | Interpretation | 69965-2 | Clinical cytogeneticist review:Imp:Pt:XXX:Nar: | ATPCO: Light Microscopy AHPV: Real-Time Polymerase Chain Reaction (PCR)
2021-08-12 | ATPCO | Anal ThinPrep Cytology with Human Papillomavirus (HPV) Co-Test, Varies | 614405 | Report electronically signed by | 19139-5 | Pathologist name:Pn:Pt:Provider:Nom: | ATPCO: Light Microscopy AHPV: Real-Time Polymerase Chain Reaction (PCR)
2021-08-12 | ATPCO | Anal ThinPrep Cytology with Human Papillomavirus (HPV) Co-Test, Varies | 614406 | Addendum | 35265-8 | Path report.addendum:Find:Pt:Specimen:Nar: | ATPCO: Light Microscopy AHPV: Real-Time Polymerase Chain Reaction (PCR)
2021-08-12 | ATPCO | Anal ThinPrep Cytology with Human Papillomavirus (HPV) Co-Test, Varies | 614407 | Gross Description | 22634-0 | Path report.gross observation:Find:Pt:Specimen:Nar: | ATPCO: Light Microscopy AHPV: Real-Time Polymerase Chain Reaction (PCR)
2021-08-12 | ATPCO | Anal ThinPrep Cytology with Human Papillomavirus (HPV) Co-Test, Varies | 614408 | Disclaimer | 62364-5 | Test performance information:Find:Pt:XXX:Nar: | ATPCO: Light Microscopy AHPV: Real-Time Polymerase Chain Reaction (PCR)
2021-08-12 | ATPCO | Anal ThinPrep Cytology with Human Papillomavirus (HPV) Co-Test, Varies | 614409 | Case Number | 80398-1 | Unique identifier:ID:Pt:Current sample:Nom: | ATPCO: Light Microscopy AHPV: Real-Time Polymerase Chain Reaction (PCR)
2021-08-12 | ATPCO | Anal ThinPrep Cytology with Human Papillomavirus (HPV) Co-Test, Varies | CY088 | Source | 22633-2 | Path report.site of origin:Anat:Pt:Specimen:Nar: | ATPCO: Light Microscopy AHPV: Real-Time Polymerase Chain Reaction (PCR)
2021-08-12 | ATPCO | Anal ThinPrep Cytology with Human Papillomavirus (HPV) Co-Test, Varies | CY089 | Clinical History | 22636-5 | Path report.relevant Hx:Find:Pt:Specimen:Nar: | ATPCO: Light Microscopy AHPV: Real-Time Polymerase Chain Reaction (PCR)
2021-08-11 | PMSBB | Postmortem Screening, Bile and Blood Spot | 22684 | Results | In Process |  | Flow Injection Analysis-Tandem Mass Spectrometry (FIA-MS/MS)
2021-08-10 | XHIM | X-Linked Hyper IgM Syndrome, Blood | 29040 | CD40muIg (Function) | 98241-3 | CD154 function (binding to CD40):PrThr:Pt:T cells:Ord: | Flow Cytometry
2021-08-10 | XHIM | X-Linked Hyper IgM Syndrome, Blood | 82964 | CD40 Ligand Expression | 98240-5 | Cells.CD154:PrThr:Pt:T cells:Ord: | Flow Cytometry
2021-08-09 | HBABT | Hepatitis B Virus Surface Antibody Monitor, Post-Transplant, Serum | HBABT | HBs Ab Monitor, Post-transplant, S | 5193-8 | Hepatitis B virus surface Ab:ACnc:Pt:Ser/Plas:Qn:IA | Electrochemiluminescence Immunoassay (ECLIA)
2021-07-29 | RBPG | Rubella Antibodies, IgG, Serum | DEXG2 | Rubella IgG Antibody Index | 5334-8 | Rubella virus Ab.IgG:ACnc:Pt:Ser/Plas:Qn:IA | Multiplex Flow Immunoassay (MFI)
2021-07-28 | BIVAL | Bivalirudin, Ecarin, Plasma | BIVA3 | Cautions | 62364-5 | Test performance information:Find:Pt:XXX:Nar: | Chromogenic
2021-07-28 | BIVAL | Bivalirudin, Ecarin, Plasma | BIVA2 | Interpretation | 69049-5 | Coagulation specialist review:Imp:Pt:XXX:Nar: | Chromogenic
2021-07-28 | NF1Z | Neurofibromatosis Type 1, NF1, Full Gene Analysis, Varies | 614777 | Disclaimer | 62364-5 | Test performance information:Find:Pt:XXX:Nar: | Sequence Capture and Targeted Next-Generation Sequencing followed by Polymerase Chain Reaction (PCR) and Sanger Sequencing
2021-07-28 | PANCP | Hereditary Pancreatic Cancer Panel, Varies | 614789 | Disclaimer | 62364-5 | Test performance information:Find:Pt:XXX:Nar: | Sequence Capture and Next-Generation Sequencing (NGS), Polymerase Chain Reaction (PCR), Sanger Sequencing and/or Multiplex Ligation-Dependent Probe Amplification (MLPA)
2021-07-28 | PTNZ | PTEN Hamartoma Tumor Syndrome, PTEN Full Gene Analysis, Varies | 614825 | Disclaimer | 62364-5 | Test performance information:Find:Pt:XXX:Nar: | Sequence Capture and Targeted Next-Generation Sequencing (NGS) followed by Polymerase Chain Reaction (PCR) and Sanger Sequencing.
2021-07-28 | RENCP | Hereditary Renal Cancer Panel, Varies | 614837 | Disclaimer | 62364-5 | Test performance information:Find:Pt:XXX:Nar: | Sequence Capture and Targeted Next-Generation Sequencing (NGS) followed by Polymerase Chain Reaction (PCR) and Sanger Sequencing
2021-07-28 | RETZZ | Multiple Endocrine Neoplasia Type 2 Syndrome, RET, Full Gene Analysis, Varies | 614849 | Disclaimer | 62364-5 | Test performance information:Find:Pt:XXX:Nar: | Sequence Capture and Targeted Next-Generation Sequencing (NGS) followed by Polymerase Chain Reaction (PCR) and Sanger Sequencing.
2021-07-28 | STK1Z | Peutz-Jeghers Syndrome, STK11, Full Gene Analysis, Varies | 614861 | Disclaimer | 62364-5 | Test performance information:Find:Pt:XXX:Nar: | Sequence Capture and Targeted Next-Generation Sequencing (NGS) followed by Polymerase Chain Reaction (PCR) and Sanger Sequencing.
2021-07-28 | THYRP | Hereditary Thyroid Cancer Panel, Varies | 614873 | Disclaimer | 62364-5 | Test performance information:Find:Pt:XXX:Nar: | Sequence Capture and Targeted Next-Generation Sequencing followed by Polymerase Chain Reaction (PCR) and Sanger Sequencing.
2021-07-28 | PTNZ | PTEN Hamartoma Tumor Syndrome, PTEN Full Gene Analysis, Varies | 614819 | Result | 82939-0 | Genetic variant details:Find:Pt:Bld/Tiss:Nar:Molgen | Sequence Capture and Targeted Next-Generation Sequencing (NGS) followed by Polymerase Chain Reaction (PCR) and Sanger Sequencing.
2021-07-28 | RENCP | Hereditary Renal Cancer Panel, Varies | 614831 | Result | 82939-0 | Genetic variant details:Find:Pt:Bld/Tiss:Nar:Molgen | Sequence Capture and Targeted Next-Generation Sequencing (NGS) followed by Polymerase Chain Reaction (PCR) and Sanger Sequencing
2021-07-28 | RETZZ | Multiple Endocrine Neoplasia Type 2 Syndrome, RET, Full Gene Analysis, Varies | 614843 | Result | 82939-0 | Genetic variant details:Find:Pt:Bld/Tiss:Nar:Molgen | Sequence Capture and Targeted Next-Generation Sequencing (NGS) followed by Polymerase Chain Reaction (PCR) and Sanger Sequencing.
2021-07-28 | STK1Z | Peutz-Jeghers Syndrome, STK11, Full Gene Analysis, Varies | 614855 | Result | 82939-0 | Genetic variant details:Find:Pt:Bld/Tiss:Nar:Molgen | Sequence Capture and Targeted Next-Generation Sequencing (NGS) followed by Polymerase Chain Reaction (PCR) and Sanger Sequencing.
2021-07-28 | THYRP | Hereditary Thyroid Cancer Panel, Varies | 614867 | Result | 82939-0 | Genetic variant details:Find:Pt:Bld/Tiss:Nar:Molgen | Sequence Capture and Targeted Next-Generation Sequencing followed by Polymerase Chain Reaction (PCR) and Sanger Sequencing.
2021-07-28 | NF1Z | Neurofibromatosis Type 1, NF1, Full Gene Analysis, Varies | 614771 | Result | 82939-0 | Genetic variant details:Find:Pt:Bld/Tiss:Nar:Molgen | Sequence Capture and Targeted Next-Generation Sequencing followed by Polymerase Chain Reaction (PCR) and Sanger Sequencing
2021-07-28 | PANCP | Hereditary Pancreatic Cancer Panel, Varies | 614783 | Result | 82939-0 | Genetic variant details:Find:Pt:Bld/Tiss:Nar:Molgen | Sequence Capture and Next-Generation Sequencing (NGS), Polymerase Chain Reaction (PCR), Sanger Sequencing and/or Multiplex Ligation-Dependent Probe Amplification (MLPA)
2021-07-27 | BRGYP | Hereditary Breast/Gynecologic Cancer Panel, Varies | 614657 | Disclaimer | 62364-5 | Test performance information:Find:Pt:XXX:Nar: | Sequence Capture and Next-Generation Sequencing (NGS), Polymerase Chain Reaction (PCR), Sanger Sequencing and/or Multiplex Ligation-Dependent Probe Amplification (MLPA)
2021-07-27 | CDHZ | Hereditary Diffuse Gastric Cancer Syndrome, CDH1, Full Gene Analysis, Varies | 614681 | Disclaimer | 62364-5 | Test performance information:Find:Pt:XXX:Nar: | Sequence Capture and Targeted Next-Generation Sequencing followed by Polymerase Chain Reaction (PCR) and Sanger Sequencing
2021-07-27 | NF1Z | Neurofibromatosis Type 1, NF1, Full Gene Analysis, Varies | 614768 | Specimen | 31208-2 | Specimen source:Prid:Pt:XXX:Nom: | Sequence Capture and Targeted Next-Generation Sequencing followed by Polymerase Chain Reaction (PCR) and Sanger Sequencing
2021-07-27 | PANCP | Hereditary Pancreatic Cancer Panel, Varies | 614780 | Specimen | 31208-2 | Specimen source:Prid:Pt:XXX:Nom: | Sequence Capture and Next-Generation Sequencing (NGS), Polymerase Chain Reaction (PCR), Sanger Sequencing and/or Multiplex Ligation-Dependent Probe Amplification (MLPA)
2021-07-27 | PTNZ | PTEN Hamartoma Tumor Syndrome, PTEN Full Gene Analysis, Varies | 614816 | Specimen | 31208-2 | Specimen source:Prid:Pt:XXX:Nom: | Sequence Capture and Targeted Next-Generation Sequencing (NGS) followed by Polymerase Chain Reaction (PCR) and Sanger Sequencing.
2021-07-27 | RENCP | Hereditary Renal Cancer Panel, Varies | 614828 | Specimen | 31208-2 | Specimen source:Prid:Pt:XXX:Nom: | Sequence Capture and Targeted Next-Generation Sequencing (NGS) followed by Polymerase Chain Reaction (PCR) and Sanger Sequencing
2021-07-27 | RETZZ | Multiple Endocrine Neoplasia Type 2 Syndrome, RET, Full Gene Analysis, Varies | 614840 | Specimen | 31208-2 | Specimen source:Prid:Pt:XXX:Nom: | Sequence Capture and Targeted Next-Generation Sequencing (NGS) followed by Polymerase Chain Reaction (PCR) and Sanger Sequencing.
2021-07-27 | STK1Z | Peutz-Jeghers Syndrome, STK11, Full Gene Analysis, Varies | 614852 | Specimen | 31208-2 | Specimen source:Prid:Pt:XXX:Nom: | Sequence Capture and Targeted Next-Generation Sequencing (NGS) followed by Polymerase Chain Reaction (PCR) and Sanger Sequencing.
2021-07-27 | THYRP | Hereditary Thyroid Cancer Panel, Varies | 614864 | Specimen | 31208-2 | Specimen source:Prid:Pt:XXX:Nom: | Sequence Capture and Targeted Next-Generation Sequencing followed by Polymerase Chain Reaction (PCR) and Sanger Sequencing.
2021-07-27 | NF1Z | Neurofibromatosis Type 1, NF1, Full Gene Analysis, Varies | 614770 | Result Summary | 50397-9 | Molecular diagnostic overall interpretation:PrThr:Pt:Bld/Tiss:Ord:Molgen | Sequence Capture and Targeted Next-Generation Sequencing followed by Polymerase Chain Reaction (PCR) and Sanger Sequencing
2021-07-27 | PANCP | Hereditary Pancreatic Cancer Panel, Varies | 614782 | Result Summary | 50397-9 | Molecular diagnostic overall interpretation:PrThr:Pt:Bld/Tiss:Ord:Molgen | Sequence Capture and Next-Generation Sequencing (NGS), Polymerase Chain Reaction (PCR), Sanger Sequencing and/or Multiplex Ligation-Dependent Probe Amplification (MLPA)
2021-07-27 | PTNZ | PTEN Hamartoma Tumor Syndrome, PTEN Full Gene Analysis, Varies | 614818 | Result Summary | 50397-9 | Molecular diagnostic overall interpretation:PrThr:Pt:Bld/Tiss:Ord:Molgen | Sequence Capture and Targeted Next-Generation Sequencing (NGS) followed by Polymerase Chain Reaction (PCR) and Sanger Sequencing.
2021-07-27 | RENCP | Hereditary Renal Cancer Panel, Varies | 614830 | Result Summary | 50397-9 | Molecular diagnostic overall interpretation:PrThr:Pt:Bld/Tiss:Ord:Molgen | Sequence Capture and Targeted Next-Generation Sequencing (NGS) followed by Polymerase Chain Reaction (PCR) and Sanger Sequencing
2021-07-27 | RETZZ | Multiple Endocrine Neoplasia Type 2 Syndrome, RET, Full Gene Analysis, Varies | 614842 | Result Summary | 50397-9 | Molecular diagnostic overall interpretation:PrThr:Pt:Bld/Tiss:Ord:Molgen | Sequence Capture and Targeted Next-Generation Sequencing (NGS) followed by Polymerase Chain Reaction (PCR) and Sanger Sequencing.
2021-07-27 | STK1Z | Peutz-Jeghers Syndrome, STK11, Full Gene Analysis, Varies | 614854 | Result Summary | 50397-9 | Molecular diagnostic overall interpretation:PrThr:Pt:Bld/Tiss:Ord:Molgen | Sequence Capture and Targeted Next-Generation Sequencing (NGS) followed by Polymerase Chain Reaction (PCR) and Sanger Sequencing.
2021-07-27 | THYRP | Hereditary Thyroid Cancer Panel, Varies | 614866 | Result Summary | 50397-9 | Molecular diagnostic overall interpretation:PrThr:Pt:Bld/Tiss:Ord:Molgen | Sequence Capture and Targeted Next-Generation Sequencing followed by Polymerase Chain Reaction (PCR) and Sanger Sequencing.
2021-07-27 | PANCP | Hereditary Pancreatic Cancer Panel, Varies | 614786 | Additional Information | 48767-8 | Annotation comment:Imp:Pt:{system}:Nar: | Sequence Capture and Next-Generation Sequencing (NGS), Polymerase Chain Reaction (PCR), Sanger Sequencing and/or Multiplex Ligation-Dependent Probe Amplification (MLPA)
2021-07-27 | PTNZ | PTEN Hamartoma Tumor Syndrome, PTEN Full Gene Analysis, Varies | 614822 | Additional Information | 48767-8 | Annotation comment:Imp:Pt:{system}:Nar: | Sequence Capture and Targeted Next-Generation Sequencing (NGS) followed by Polymerase Chain Reaction (PCR) and Sanger Sequencing.
2021-07-27 | RENCP | Hereditary Renal Cancer Panel, Varies | 614834 | Additional Information | 48767-8 | Annotation comment:Imp:Pt:{system}:Nar: | Sequence Capture and Targeted Next-Generation Sequencing (NGS) followed by Polymerase Chain Reaction (PCR) and Sanger Sequencing
2021-07-27 | RETZZ | Multiple Endocrine Neoplasia Type 2 Syndrome, RET, Full Gene Analysis, Varies | 614846 | Additional Information | 48767-8 | Annotation comment:Imp:Pt:{system}:Nar: | Sequence Capture and Targeted Next-Generation Sequencing (NGS) followed by Polymerase Chain Reaction (PCR) and Sanger Sequencing.
2021-07-27 | STK1Z | Peutz-Jeghers Syndrome, STK11, Full Gene Analysis, Varies | 614858 | Additional Information | 48767-8 | Annotation comment:Imp:Pt:{system}:Nar: | Sequence Capture and Targeted Next-Generation Sequencing (NGS) followed by Polymerase Chain Reaction (PCR) and Sanger Sequencing.
2021-07-27 | THYRP | Hereditary Thyroid Cancer Panel, Varies | 614870 | Additional Information | 48767-8 | Annotation comment:Imp:Pt:{system}:Nar: | Sequence Capture and Targeted Next-Generation Sequencing followed by Polymerase Chain Reaction (PCR) and Sanger Sequencing.
2021-07-27 | NF1Z | Neurofibromatosis Type 1, NF1, Full Gene Analysis, Varies | 614774 | Additional Information | 48767-8 | Annotation comment:Imp:Pt:{system}:Nar: | Sequence Capture and Targeted Next-Generation Sequencing followed by Polymerase Chain Reaction (PCR) and Sanger Sequencing
2021-07-27 | NF1Z | Neurofibromatosis Type 1, NF1, Full Gene Analysis, Varies | 614772 | Interpretation | 69047-9 | Geneticist review:Imp:Pt:XXX:Nar: | Sequence Capture and Targeted Next-Generation Sequencing followed by Polymerase Chain Reaction (PCR) and Sanger Sequencing
2021-07-27 | PANCP | Hereditary Pancreatic Cancer Panel, Varies | 614784 | Interpretation | 69047-9 | Geneticist review:Imp:Pt:XXX:Nar: | Sequence Capture and Next-Generation Sequencing (NGS), Polymerase Chain Reaction (PCR), Sanger Sequencing and/or Multiplex Ligation-Dependent Probe Amplification (MLPA)
2021-07-27 | PTNZ | PTEN Hamartoma Tumor Syndrome, PTEN Full Gene Analysis, Varies | 614820 | Interpretation | 69047-9 | Geneticist review:Imp:Pt:XXX:Nar: | Sequence Capture and Targeted Next-Generation Sequencing (NGS) followed by Polymerase Chain Reaction (PCR) and Sanger Sequencing.
2021-07-27 | RENCP | Hereditary Renal Cancer Panel, Varies | 614832 | Interpretation | 69047-9 | Geneticist review:Imp:Pt:XXX:Nar: | Sequence Capture and Targeted Next-Generation Sequencing (NGS) followed by Polymerase Chain Reaction (PCR) and Sanger Sequencing
2021-07-27 | RETZZ | Multiple Endocrine Neoplasia Type 2 Syndrome, RET, Full Gene Analysis, Varies | 614844 | Interpretation | 69047-9 | Geneticist review:Imp:Pt:XXX:Nar: | Sequence Capture and Targeted Next-Generation Sequencing (NGS) followed by Polymerase Chain Reaction (PCR) and Sanger Sequencing.
2021-07-27 | STK1Z | Peutz-Jeghers Syndrome, STK11, Full Gene Analysis, Varies | 614856 | Interpretation | 69047-9 | Geneticist review:Imp:Pt:XXX:Nar: | Sequence Capture and Targeted Next-Generation Sequencing (NGS) followed by Polymerase Chain Reaction (PCR) and Sanger Sequencing.
2021-07-27 | THYRP | Hereditary Thyroid Cancer Panel, Varies | 614868 | Interpretation | 69047-9 | Geneticist review:Imp:Pt:XXX:Nar: | Sequence Capture and Targeted Next-Generation Sequencing followed by Polymerase Chain Reaction (PCR) and Sanger Sequencing.
2021-07-27 | PANCP | Hereditary Pancreatic Cancer Panel, Varies | 614790 | Released By | 18771-6 | Provider.signing name:Pn:Pt:Report:Nom: | Sequence Capture and Next-Generation Sequencing (NGS), Polymerase Chain Reaction (PCR), Sanger Sequencing and/or Multiplex Ligation-Dependent Probe Amplification (MLPA)
2021-07-27 | PTNZ | PTEN Hamartoma Tumor Syndrome, PTEN Full Gene Analysis, Varies | 614815 | Test Description | 62364-5 | Test performance information:Find:Pt:XXX:Nar: | Sequence Capture and Targeted Next-Generation Sequencing (NGS) followed by Polymerase Chain Reaction (PCR) and Sanger Sequencing.
2021-07-27 | PTNZ | PTEN Hamartoma Tumor Syndrome, PTEN Full Gene Analysis, Varies | 614817 | Source | 31208-2 | Specimen source:Prid:Pt:XXX:Nom: | Sequence Capture and Targeted Next-Generation Sequencing (NGS) followed by Polymerase Chain Reaction (PCR) and Sanger Sequencing.
2021-07-27 | PTNZ | PTEN Hamartoma Tumor Syndrome, PTEN Full Gene Analysis, Varies | 614823 | Method | 85069-3 | Lab test method:Type:Pt:Specimen:Nom:* | Sequence Capture and Targeted Next-Generation Sequencing (NGS) followed by Polymerase Chain Reaction (PCR) and Sanger Sequencing.
2021-07-27 | PTNZ | PTEN Hamartoma Tumor Syndrome, PTEN Full Gene Analysis, Varies | 614824 | Genes Analyzed | 48018-6 | Gene identifier:ID:Pt:Bld/Tiss:Nom: | Sequence Capture and Targeted Next-Generation Sequencing (NGS) followed by Polymerase Chain Reaction (PCR) and Sanger Sequencing.
2021-07-27 | PTNZ | PTEN Hamartoma Tumor Syndrome, PTEN Full Gene Analysis, Varies | 614826 | Released By | 18771-6 | Provider.signing name:Pn:Pt:Report:Nom: | Sequence Capture and Targeted Next-Generation Sequencing (NGS) followed by Polymerase Chain Reaction (PCR) and Sanger Sequencing.
2021-07-27 | RENCP | Hereditary Renal Cancer Panel, Varies | 614827 | Test Description | 62364-5 | Test performance information:Find:Pt:XXX:Nar: | Sequence Capture and Targeted Next-Generation Sequencing (NGS) followed by Polymerase Chain Reaction (PCR) and Sanger Sequencing
2021-07-27 | RENCP | Hereditary Renal Cancer Panel, Varies | 614829 | Source | 31208-2 | Specimen source:Prid:Pt:XXX:Nom: | Sequence Capture and Targeted Next-Generation Sequencing (NGS) followed by Polymerase Chain Reaction (PCR) and Sanger Sequencing
2021-07-27 | RENCP | Hereditary Renal Cancer Panel, Varies | 614835 | Method | 85069-3 | Lab test method:Type:Pt:Specimen:Nom:* | Sequence Capture and Targeted Next-Generation Sequencing (NGS) followed by Polymerase Chain Reaction (PCR) and Sanger Sequencing
2021-07-27 | RENCP | Hereditary Renal Cancer Panel, Varies | 614836 | Genes Analyzed | 48018-6 | Gene identifier:ID:Pt:Bld/Tiss:Nom: | Sequence Capture and Targeted Next-Generation Sequencing (NGS) followed by Polymerase Chain Reaction (PCR) and Sanger Sequencing
2021-07-27 | RENCP | Hereditary Renal Cancer Panel, Varies | 614838 | Released By | 18771-6 | Provider.signing name:Pn:Pt:Report:Nom: | Sequence Capture and Targeted Next-Generation Sequencing (NGS) followed by Polymerase Chain Reaction (PCR) and Sanger Sequencing
2021-07-27 | RETZZ | Multiple Endocrine Neoplasia Type 2 Syndrome, RET, Full Gene Analysis, Varies | 614839 | Test Description | 62364-5 | Test performance information:Find:Pt:XXX:Nar: | Sequence Capture and Targeted Next-Generation Sequencing (NGS) followed by Polymerase Chain Reaction (PCR) and Sanger Sequencing.
2021-07-27 | RETZZ | Multiple Endocrine Neoplasia Type 2 Syndrome, RET, Full Gene Analysis, Varies | 614841 | Source | 31208-2 | Specimen source:Prid:Pt:XXX:Nom: | Sequence Capture and Targeted Next-Generation Sequencing (NGS) followed by Polymerase Chain Reaction (PCR) and Sanger Sequencing.
2021-07-27 | RETZZ | Multiple Endocrine Neoplasia Type 2 Syndrome, RET, Full Gene Analysis, Varies | 614847 | Method | 85069-3 | Lab test method:Type:Pt:Specimen:Nom:* | Sequence Capture and Targeted Next-Generation Sequencing (NGS) followed by Polymerase Chain Reaction (PCR) and Sanger Sequencing.
2021-07-27 | RETZZ | Multiple Endocrine Neoplasia Type 2 Syndrome, RET, Full Gene Analysis, Varies | 614848 | Genes Analyzed | 48018-6 | Gene identifier:ID:Pt:Bld/Tiss:Nom: | Sequence Capture and Targeted Next-Generation Sequencing (NGS) followed by Polymerase Chain Reaction (PCR) and Sanger Sequencing.
2021-07-27 | RETZZ | Multiple Endocrine Neoplasia Type 2 Syndrome, RET, Full Gene Analysis, Varies | 614850 | Released By | 18771-6 | Provider.signing name:Pn:Pt:Report:Nom: | Sequence Capture and Targeted Next-Generation Sequencing (NGS) followed by Polymerase Chain Reaction (PCR) and Sanger Sequencing.
2021-07-27 | STK1Z | Peutz-Jeghers Syndrome, STK11, Full Gene Analysis, Varies | 614851 | Test Description | 62364-5 | Test performance information:Find:Pt:XXX:Nar: | Sequence Capture and Targeted Next-Generation Sequencing (NGS) followed by Polymerase Chain Reaction (PCR) and Sanger Sequencing.
2021-07-27 | STK1Z | Peutz-Jeghers Syndrome, STK11, Full Gene Analysis, Varies | 614853 | Source | 31208-2 | Specimen source:Prid:Pt:XXX:Nom: | Sequence Capture and Targeted Next-Generation Sequencing (NGS) followed by Polymerase Chain Reaction (PCR) and Sanger Sequencing.
2021-07-27 | STK1Z | Peutz-Jeghers Syndrome, STK11, Full Gene Analysis, Varies | 614859 | Method | 85069-3 | Lab test method:Type:Pt:Specimen:Nom:* | Sequence Capture and Targeted Next-Generation Sequencing (NGS) followed by Polymerase Chain Reaction (PCR) and Sanger Sequencing.
2021-07-27 | STK1Z | Peutz-Jeghers Syndrome, STK11, Full Gene Analysis, Varies | 614860 | Genes Analyzed | 48018-6 | Gene identifier:ID:Pt:Bld/Tiss:Nom: | Sequence Capture and Targeted Next-Generation Sequencing (NGS) followed by Polymerase Chain Reaction (PCR) and Sanger Sequencing.
2021-07-27 | STK1Z | Peutz-Jeghers Syndrome, STK11, Full Gene Analysis, Varies | 614862 | Released By | 18771-6 | Provider.signing name:Pn:Pt:Report:Nom: | Sequence Capture and Targeted Next-Generation Sequencing (NGS) followed by Polymerase Chain Reaction (PCR) and Sanger Sequencing.
2021-07-27 | THYRP | Hereditary Thyroid Cancer Panel, Varies | 614863 | Test Description | 62364-5 | Test performance information:Find:Pt:XXX:Nar: | Sequence Capture and Targeted Next-Generation Sequencing followed by Polymerase Chain Reaction (PCR) and Sanger Sequencing.
2021-07-27 | THYRP | Hereditary Thyroid Cancer Panel, Varies | 614865 | Source | 31208-2 | Specimen source:Prid:Pt:XXX:Nom: | Sequence Capture and Targeted Next-Generation Sequencing followed by Polymerase Chain Reaction (PCR) and Sanger Sequencing.
2021-07-27 | THYRP | Hereditary Thyroid Cancer Panel, Varies | 614871 | Method | 85069-3 | Lab test method:Type:Pt:Specimen:Nom:* | Sequence Capture and Targeted Next-Generation Sequencing followed by Polymerase Chain Reaction (PCR) and Sanger Sequencing.
2021-07-27 | THYRP | Hereditary Thyroid Cancer Panel, Varies | 614872 | Genes Analyzed | 48018-6 | Gene identifier:ID:Pt:Bld/Tiss:Nom: | Sequence Capture and Targeted Next-Generation Sequencing followed by Polymerase Chain Reaction (PCR) and Sanger Sequencing.
2021-07-27 | NF1Z | Neurofibromatosis Type 1, NF1, Full Gene Analysis, Varies | 614767 | Test Description | 62364-5 | Test performance information:Find:Pt:XXX:Nar: | Sequence Capture and Targeted Next-Generation Sequencing followed by Polymerase Chain Reaction (PCR) and Sanger Sequencing
2021-07-27 | NF1Z | Neurofibromatosis Type 1, NF1, Full Gene Analysis, Varies | 614769 | Source | 31208-2 | Specimen source:Prid:Pt:XXX:Nom: | Sequence Capture and Targeted Next-Generation Sequencing followed by Polymerase Chain Reaction (PCR) and Sanger Sequencing
2021-07-27 | NF1Z | Neurofibromatosis Type 1, NF1, Full Gene Analysis, Varies | 614775 | Method | 85069-3 | Lab test method:Type:Pt:Specimen:Nom:* | Sequence Capture and Targeted Next-Generation Sequencing followed by Polymerase Chain Reaction (PCR) and Sanger Sequencing
2021-07-27 | NF1Z | Neurofibromatosis Type 1, NF1, Full Gene Analysis, Varies | 614776 | Genes Analyzed | 48018-6 | Gene identifier:ID:Pt:Bld/Tiss:Nom: | Sequence Capture and Targeted Next-Generation Sequencing followed by Polymerase Chain Reaction (PCR) and Sanger Sequencing
2021-07-27 | NF1Z | Neurofibromatosis Type 1, NF1, Full Gene Analysis, Varies | 614778 | Released By | 18771-6 | Provider.signing name:Pn:Pt:Report:Nom: | Sequence Capture and Targeted Next-Generation Sequencing followed by Polymerase Chain Reaction (PCR) and Sanger Sequencing
2021-07-27 | PANCP | Hereditary Pancreatic Cancer Panel, Varies | 614779 | Test Description | 62364-5 | Test performance information:Find:Pt:XXX:Nar: | Sequence Capture and Next-Generation Sequencing (NGS), Polymerase Chain Reaction (PCR), Sanger Sequencing and/or Multiplex Ligation-Dependent Probe Amplification (MLPA)
2021-07-27 | PANCP | Hereditary Pancreatic Cancer Panel, Varies | 614781 | Source | 31208-2 | Specimen source:Prid:Pt:XXX:Nom: | Sequence Capture and Next-Generation Sequencing (NGS), Polymerase Chain Reaction (PCR), Sanger Sequencing and/or Multiplex Ligation-Dependent Probe Amplification (MLPA)
2021-07-27 | PANCP | Hereditary Pancreatic Cancer Panel, Varies | 614787 | Method | 85069-3 | Lab test method:Type:Pt:Specimen:Nom:* | Sequence Capture and Next-Generation Sequencing (NGS), Polymerase Chain Reaction (PCR), Sanger Sequencing and/or Multiplex Ligation-Dependent Probe Amplification (MLPA)
2021-07-27 | PANCP | Hereditary Pancreatic Cancer Panel, Varies | 614788 | Genes Analyzed | 48018-6 | Gene identifier:ID:Pt:Bld/Tiss:Nom: | Sequence Capture and Next-Generation Sequencing (NGS), Polymerase Chain Reaction (PCR), Sanger Sequencing and/or Multiplex Ligation-Dependent Probe Amplification (MLPA)
2021-07-27 | VHLZZ | Von Hippel Lindau Syndrome, VHL, Full Gene Analysis, Varies | 614875 | Test Description | 62364-5 | Test performance information:Find:Pt:XXX:Nar: | Sequence Capture and Targeted Next-Generation Sequencing (NGS) followed by Polymerase Chain Reaction (PCR) and Sanger Sequencing
2021-07-27 | VHLZZ | Von Hippel Lindau Syndrome, VHL, Full Gene Analysis, Varies | 614876 | Specimen | 31208-2 | Specimen source:Prid:Pt:XXX:Nom: | Sequence Capture and Targeted Next-Generation Sequencing (NGS) followed by Polymerase Chain Reaction (PCR) and Sanger Sequencing
2021-07-27 | VHLZZ | Von Hippel Lindau Syndrome, VHL, Full Gene Analysis, Varies | 614877 | Source | 31208-2 | Specimen source:Prid:Pt:XXX:Nom: | Sequence Capture and Targeted Next-Generation Sequencing (NGS) followed by Polymerase Chain Reaction (PCR) and Sanger Sequencing
2021-07-27 | VHLZZ | Von Hippel Lindau Syndrome, VHL, Full Gene Analysis, Varies | 614878 | Result Summary | 50397-9 | Molecular diagnostic overall interpretation:PrThr:Pt:Bld/Tiss:Ord:Molgen | Sequence Capture and Targeted Next-Generation Sequencing (NGS) followed by Polymerase Chain Reaction (PCR) and Sanger Sequencing
2021-07-27 | VHLZZ | Von Hippel Lindau Syndrome, VHL, Full Gene Analysis, Varies | 614879 | Result | 82939-0 | Genetic variant details:Find:Pt:Bld/Tiss:Nar:Molgen | Sequence Capture and Targeted Next-Generation Sequencing (NGS) followed by Polymerase Chain Reaction (PCR) and Sanger Sequencing
2021-07-27 | VHLZZ | Von Hippel Lindau Syndrome, VHL, Full Gene Analysis, Varies | 614880 | Interpretation | 69047-9 | Geneticist review:Imp:Pt:XXX:Nar: | Sequence Capture and Targeted Next-Generation Sequencing (NGS) followed by Polymerase Chain Reaction (PCR) and Sanger Sequencing
2021-07-27 | VHLZZ | Von Hippel Lindau Syndrome, VHL, Full Gene Analysis, Varies | 614882 | Additional Information | 48767-8 | Annotation comment:Imp:Pt:{system}:Nar: | Sequence Capture and Targeted Next-Generation Sequencing (NGS) followed by Polymerase Chain Reaction (PCR) and Sanger Sequencing
2021-07-27 | VHLZZ | Von Hippel Lindau Syndrome, VHL, Full Gene Analysis, Varies | 614883 | Method | 85069-3 | Lab test method:Type:Pt:Specimen:Nom:* | Sequence Capture and Targeted Next-Generation Sequencing (NGS) followed by Polymerase Chain Reaction (PCR) and Sanger Sequencing
2021-07-27 | VHLZZ | Von Hippel Lindau Syndrome, VHL, Full Gene Analysis, Varies | 614884 | Genes Analyzed | 48018-6 | Gene identifier:ID:Pt:Bld/Tiss:Nom: | Sequence Capture and Targeted Next-Generation Sequencing (NGS) followed by Polymerase Chain Reaction (PCR) and Sanger Sequencing
2021-07-27 | VHLZZ | Von Hippel Lindau Syndrome, VHL, Full Gene Analysis, Varies | 614885 | Disclaimer | 62364-5 | Test performance information:Find:Pt:XXX:Nar: | Sequence Capture and Targeted Next-Generation Sequencing (NGS) followed by Polymerase Chain Reaction (PCR) and Sanger Sequencing
2021-07-27 | VHLZZ | Von Hippel Lindau Syndrome, VHL, Full Gene Analysis, Varies | 614886 | Released By | 18771-6 | Provider.signing name:Pn:Pt:Report:Nom: | Sequence Capture and Targeted Next-Generation Sequencing (NGS) followed by Polymerase Chain Reaction (PCR) and Sanger Sequencing
2021-07-27 | WILMP | Hereditary Wilms Tumor Panel, Varies | 614887 | Test Description | 62364-5 | Test performance information:Find:Pt:XXX:Nar: | Sequence Capture and Targeted Next-Generation Sequencing followed by Polymerase Chain Reaction (PCR) and Sanger Sequencing
2021-07-27 | WILMP | Hereditary Wilms Tumor Panel, Varies | 614888 | Specimen | 31208-2 | Specimen source:Prid:Pt:XXX:Nom: | Sequence Capture and Targeted Next-Generation Sequencing followed by Polymerase Chain Reaction (PCR) and Sanger Sequencing
2021-07-27 | WILMP | Hereditary Wilms Tumor Panel, Varies | 614890 | Result Summary | 50397-9 | Molecular diagnostic overall interpretation:PrThr:Pt:Bld/Tiss:Ord:Molgen | Sequence Capture and Targeted Next-Generation Sequencing followed by Polymerase Chain Reaction (PCR) and Sanger Sequencing
2021-07-27 | WILMP | Hereditary Wilms Tumor Panel, Varies | 614891 | Result | 82939-0 | Genetic variant details:Find:Pt:Bld/Tiss:Nar:Molgen | Sequence Capture and Targeted Next-Generation Sequencing followed by Polymerase Chain Reaction (PCR) and Sanger Sequencing
2021-07-27 | WILMP | Hereditary Wilms Tumor Panel, Varies | 614892 | Interpretation | 69047-9 | Geneticist review:Imp:Pt:XXX:Nar: | Sequence Capture and Targeted Next-Generation Sequencing followed by Polymerase Chain Reaction (PCR) and Sanger Sequencing
2021-07-27 | WILMP | Hereditary Wilms Tumor Panel, Varies | 614894 | Additional Information | 48767-8 | Annotation comment:Imp:Pt:{system}:Nar: | Sequence Capture and Targeted Next-Generation Sequencing followed by Polymerase Chain Reaction (PCR) and Sanger Sequencing
2021-07-27 | WILMP | Hereditary Wilms Tumor Panel, Varies | 614895 | Method | 85069-3 | Lab test method:Type:Pt:Specimen:Nom:* | Sequence Capture and Targeted Next-Generation Sequencing followed by Polymerase Chain Reaction (PCR) and Sanger Sequencing
2021-07-27 | WILMP | Hereditary Wilms Tumor Panel, Varies | 614889 | Source | 31208-2 | Specimen source:Prid:Pt:XXX:Nom: | Sequence Capture and Targeted Next-Generation Sequencing followed by Polymerase Chain Reaction (PCR) and Sanger Sequencing
2021-07-27 | WILMP | Hereditary Wilms Tumor Panel, Varies | 614896 | Genes Analyzed | 48018-6 | Gene identifier:ID:Pt:Bld/Tiss:Nom: | Sequence Capture and Targeted Next-Generation Sequencing followed by Polymerase Chain Reaction (PCR) and Sanger Sequencing
2021-07-27 | WILMP | Hereditary Wilms Tumor Panel, Varies | 614897 | Disclaimer | 62364-5 | Test performance information:Find:Pt:XXX:Nar: | Sequence Capture and Targeted Next-Generation Sequencing followed by Polymerase Chain Reaction (PCR) and Sanger Sequencing
2021-07-27 | WILMP | Hereditary Wilms Tumor Panel, Varies | 614898 | Released By | 18771-6 | Provider.signing name:Pn:Pt:Report:Nom: | Sequence Capture and Targeted Next-Generation Sequencing followed by Polymerase Chain Reaction (PCR) and Sanger Sequencing
2021-07-26 | MPNJM | Myeloproliferative Neoplasm, JAK2 V617F with Reflex to CALR and MPL, Bone Marrow | 614543 | Disclaimer | 62364-5 | Test performance information:Find:Pt:XXX:Nar: | MPNJM: Quantitative Polymerase Chain Reaction (PCR) CALJM: PCR/Fragment Analysis MPLJM: Sanger Sequencing
2021-07-26 | LRCCZ | Hereditary Leiomyomatosis and Renal Cell Cancer Syndrome, FH, Full Gene Analysis, Varies | 614752 | Genes Analyzed | 48018-6 | Gene identifier:ID:Pt:Bld/Tiss:Nom: | Sequence Capture and Targeted Next-Generation Sequencing followed by Polymerase Chain Reaction (PCR) and Sanger Sequencing
2021-07-26 | LRCCZ | Hereditary Leiomyomatosis and Renal Cell Cancer Syndrome, FH, Full Gene Analysis, Varies | 614753 | Disclaimer | 62364-5 | Test performance information:Find:Pt:XXX:Nar: | Sequence Capture and Targeted Next-Generation Sequencing followed by Polymerase Chain Reaction (PCR) and Sanger Sequencing
2021-07-26 | LRCCZ | Hereditary Leiomyomatosis and Renal Cell Cancer Syndrome, FH, Full Gene Analysis, Varies | 614754 | Released By | 18771-6 | Provider.signing name:Pn:Pt:Report:Nom: | Sequence Capture and Targeted Next-Generation Sequencing followed by Polymerase Chain Reaction (PCR) and Sanger Sequencing
2021-07-26 | LYNCP | Lynch Syndrome Panel, Varies | 614755 | Test Description | 62364-5 | Test performance information:Find:Pt:XXX:Nar: | Sequence Capture and Next-Generation Sequencing (NGS), Polymerase Chain Reaction (PCR), Sanger Sequencing and/or Multiplex Ligation-Dependent Probe Amplification (MLPA)
2021-07-26 | LYNCP | Lynch Syndrome Panel, Varies | 614756 | Specimen | 31208-2 | Specimen source:Prid:Pt:XXX:Nom: | Sequence Capture and Next-Generation Sequencing (NGS), Polymerase Chain Reaction (PCR), Sanger Sequencing and/or Multiplex Ligation-Dependent Probe Amplification (MLPA)
2021-07-26 | LYNCP | Lynch Syndrome Panel, Varies | 614757 | Source | 31208-2 | Specimen source:Prid:Pt:XXX:Nom: | Sequence Capture and Next-Generation Sequencing (NGS), Polymerase Chain Reaction (PCR), Sanger Sequencing and/or Multiplex Ligation-Dependent Probe Amplification (MLPA)
2021-07-26 | LYNCP | Lynch Syndrome Panel, Varies | 614758 | Result Summary | 50397-9 | Molecular diagnostic overall interpretation:PrThr:Pt:Bld/Tiss:Ord:Molgen | Sequence Capture and Next-Generation Sequencing (NGS), Polymerase Chain Reaction (PCR), Sanger Sequencing and/or Multiplex Ligation-Dependent Probe Amplification (MLPA)
2021-07-26 | LYNCP | Lynch Syndrome Panel, Varies | 614759 | Result | 82939-0 | Genetic variant details:Find:Pt:Bld/Tiss:Nar:Molgen | Sequence Capture and Next-Generation Sequencing (NGS), Polymerase Chain Reaction (PCR), Sanger Sequencing and/or Multiplex Ligation-Dependent Probe Amplification (MLPA)
2021-07-26 | LYNCP | Lynch Syndrome Panel, Varies | 614760 | Interpretation | 69047-9 | Geneticist review:Imp:Pt:XXX:Nar: | Sequence Capture and Next-Generation Sequencing (NGS), Polymerase Chain Reaction (PCR), Sanger Sequencing and/or Multiplex Ligation-Dependent Probe Amplification (MLPA)
2021-07-26 | LYNCP | Lynch Syndrome Panel, Varies | 614762 | Additional Information | 48767-8 | Annotation comment:Imp:Pt:{system}:Nar: | Sequence Capture and Next-Generation Sequencing (NGS), Polymerase Chain Reaction (PCR), Sanger Sequencing and/or Multiplex Ligation-Dependent Probe Amplification (MLPA)
2021-07-26 | LYNCP | Lynch Syndrome Panel, Varies | 614763 | Method | 85069-3 | Lab test method:Type:Pt:Specimen:Nom:* | Sequence Capture and Next-Generation Sequencing (NGS), Polymerase Chain Reaction (PCR), Sanger Sequencing and/or Multiplex Ligation-Dependent Probe Amplification (MLPA)
2021-07-26 | LYNCP | Lynch Syndrome Panel, Varies | 614764 | Genes Analyzed | 48018-6 | Gene identifier:ID:Pt:Bld/Tiss:Nom: | Sequence Capture and Next-Generation Sequencing (NGS), Polymerase Chain Reaction (PCR), Sanger Sequencing and/or Multiplex Ligation-Dependent Probe Amplification (MLPA)
2021-07-26 | LYNCP | Lynch Syndrome Panel, Varies | 614765 | Disclaimer | 62364-5 | Test performance information:Find:Pt:XXX:Nar: | Sequence Capture and Next-Generation Sequencing (NGS), Polymerase Chain Reaction (PCR), Sanger Sequencing and/or Multiplex Ligation-Dependent Probe Amplification (MLPA)
2021-07-26 | LYNCP | Lynch Syndrome Panel, Varies | 614766 | Released By | 18771-6 | Provider.signing name:Pn:Pt:Report:Nom: | Sequence Capture and Next-Generation Sequencing (NGS), Polymerase Chain Reaction (PCR), Sanger Sequencing and/or Multiplex Ligation-Dependent Probe Amplification (MLPA)
2021-07-26 | MPNJM | Myeloproliferative Neoplasm, JAK2 V617F with Reflex to CALR and MPL, Bone Marrow | 614537 | Method | 85069-3 | Lab test method:Type:Pt:Specimen:Nom:* | MPNJM: Quantitative Polymerase Chain Reaction (PCR) CALJM: PCR/Fragment Analysis MPLJM: Sanger Sequencing
2021-07-26 | MPNJM | Myeloproliferative Neoplasm, JAK2 V617F with Reflex to CALR and MPL, Bone Marrow | 614538 | Additional Information | 48767-8 | Annotation comment:Imp:Pt:{system}:Nar: | MPNJM: Quantitative Polymerase Chain Reaction (PCR) CALJM: PCR/Fragment Analysis MPLJM: Sanger Sequencing
2021-07-26 | MPNJM | Myeloproliferative Neoplasm, JAK2 V617F with Reflex to CALR and MPL, Bone Marrow | 614539 | Signing Pathologist | 19139-5 | Pathologist name:Pn:Pt:Provider:Nom: | MPNJM: Quantitative Polymerase Chain Reaction (PCR) CALJM: PCR/Fragment Analysis MPLJM: Sanger Sequencing
2021-07-26 | HIBSG | Haemophilus influenzae Type B Antibody, IgG, Serum | HIBSG | Haemophilus influenzae B Ab, IgG, S | 11257-3 | Haemophilus influenzae B Ab.IgG:MCnc:Pt:Ser:Qn:IA | Enzyme Immunoassay (EIA)
2021-07-21 | LRCCZ | Hereditary Leiomyomatosis and Renal Cell Cancer Syndrome, FH, Full Gene Analysis, Varies | 614743 | Test Description | 62364-5 | Test performance information:Find:Pt:XXX:Nar: | Sequence Capture and Targeted Next-Generation Sequencing followed by Polymerase Chain Reaction (PCR) and Sanger Sequencing
2021-07-21 | LRCCZ | Hereditary Leiomyomatosis and Renal Cell Cancer Syndrome, FH, Full Gene Analysis, Varies | 614745 | Source | 31208-2 | Specimen source:Prid:Pt:XXX:Nom: | Sequence Capture and Targeted Next-Generation Sequencing followed by Polymerase Chain Reaction (PCR) and Sanger Sequencing
2021-07-21 | LRCCZ | Hereditary Leiomyomatosis and Renal Cell Cancer Syndrome, FH, Full Gene Analysis, Varies | 614746 | Result Summary | 50397-9 | Molecular diagnostic overall interpretation:PrThr:Pt:Bld/Tiss:Ord:Molgen | Sequence Capture and Targeted Next-Generation Sequencing followed by Polymerase Chain Reaction (PCR) and Sanger Sequencing
2021-07-21 | LRCCZ | Hereditary Leiomyomatosis and Renal Cell Cancer Syndrome, FH, Full Gene Analysis, Varies | 614747 | Result | 82939-0 | Genetic variant details:Find:Pt:Bld/Tiss:Nar:Molgen | Sequence Capture and Targeted Next-Generation Sequencing followed by Polymerase Chain Reaction (PCR) and Sanger Sequencing
2021-07-21 | LRCCZ | Hereditary Leiomyomatosis and Renal Cell Cancer Syndrome, FH, Full Gene Analysis, Varies | 614748 | Interpretation | 69047-9 | Geneticist review:Imp:Pt:XXX:Nar: | Sequence Capture and Targeted Next-Generation Sequencing followed by Polymerase Chain Reaction (PCR) and Sanger Sequencing
2021-07-21 | LRCCZ | Hereditary Leiomyomatosis and Renal Cell Cancer Syndrome, FH, Full Gene Analysis, Varies | 614750 | Additional Information | 48767-8 | Annotation comment:Imp:Pt:{system}:Nar: | Sequence Capture and Targeted Next-Generation Sequencing followed by Polymerase Chain Reaction (PCR) and Sanger Sequencing
2021-07-21 | LRCCZ | Hereditary Leiomyomatosis and Renal Cell Cancer Syndrome, FH, Full Gene Analysis, Varies | 614751 | Method | 85069-3 | Lab test method:Type:Pt:Specimen:Nom:* | Sequence Capture and Targeted Next-Generation Sequencing followed by Polymerase Chain Reaction (PCR) and Sanger Sequencing
2021-07-21 | HPGLP | Hereditary Paraganglioma/Pheochromocytoma Panel, Varies | 614739 | Method | 85069-3 | Lab test method:Type:Pt:Specimen:Nom:* | Sequence Capture and Targeted Next-Generation Sequencing followed by Polymerase Chain Reaction (PCR) and Sanger Sequencing.
2021-07-21 | HPGLP | Hereditary Paraganglioma/Pheochromocytoma Panel, Varies | 614740 | Genes Analyzed | 48018-6 | Gene identifier:ID:Pt:Bld/Tiss:Nom: | Sequence Capture and Targeted Next-Generation Sequencing followed by Polymerase Chain Reaction (PCR) and Sanger Sequencing.
2021-07-21 | HPGLP | Hereditary Paraganglioma/Pheochromocytoma Panel, Varies | 614741 | Disclaimer | 62364-5 | Test performance information:Find:Pt:XXX:Nar: | Sequence Capture and Targeted Next-Generation Sequencing followed by Polymerase Chain Reaction (PCR) and Sanger Sequencing.
2021-07-21 | HPGLP | Hereditary Paraganglioma/Pheochromocytoma Panel, Varies | 614742 | Released By | 18771-6 | Provider.signing name:Pn:Pt:Report:Nom: | Sequence Capture and Targeted Next-Generation Sequencing followed by Polymerase Chain Reaction (PCR) and Sanger Sequencing.
2021-07-21 | LRCCZ | Hereditary Leiomyomatosis and Renal Cell Cancer Syndrome, FH, Full Gene Analysis, Varies | 614744 | Specimen | 31208-2 | Specimen source:Prid:Pt:XXX:Nom: | Sequence Capture and Targeted Next-Generation Sequencing followed by Polymerase Chain Reaction (PCR) and Sanger Sequencing
2021-07-21 | HPGLP | Hereditary Paraganglioma/Pheochromocytoma Panel, Varies | 614731 | Test Description | 62364-5 | Test performance information:Find:Pt:XXX:Nar: | Sequence Capture and Targeted Next-Generation Sequencing followed by Polymerase Chain Reaction (PCR) and Sanger Sequencing.
2021-07-21 | HPGLP | Hereditary Paraganglioma/Pheochromocytoma Panel, Varies | 614732 | Specimen | 31208-2 | Specimen source:Prid:Pt:XXX:Nom: | Sequence Capture and Targeted Next-Generation Sequencing followed by Polymerase Chain Reaction (PCR) and Sanger Sequencing.
2021-07-21 | HPGLP | Hereditary Paraganglioma/Pheochromocytoma Panel, Varies | 614733 | Source | 31208-2 | Specimen source:Prid:Pt:XXX:Nom: | Sequence Capture and Targeted Next-Generation Sequencing followed by Polymerase Chain Reaction (PCR) and Sanger Sequencing.
2021-07-21 | HPGLP | Hereditary Paraganglioma/Pheochromocytoma Panel, Varies | 614734 | Result Summary | 50397-9 | Molecular diagnostic overall interpretation:PrThr:Pt:Bld/Tiss:Ord:Molgen | Sequence Capture and Targeted Next-Generation Sequencing followed by Polymerase Chain Reaction (PCR) and Sanger Sequencing.
2021-07-21 | HPGLP | Hereditary Paraganglioma/Pheochromocytoma Panel, Varies | 614735 | Result | 82939-0 | Genetic variant details:Find:Pt:Bld/Tiss:Nar:Molgen | Sequence Capture and Targeted Next-Generation Sequencing followed by Polymerase Chain Reaction (PCR) and Sanger Sequencing.
2021-07-21 | HPGLP | Hereditary Paraganglioma/Pheochromocytoma Panel, Varies | 614736 | Interpretation | 69047-9 | Geneticist review:Imp:Pt:XXX:Nar: | Sequence Capture and Targeted Next-Generation Sequencing followed by Polymerase Chain Reaction (PCR) and Sanger Sequencing.
2021-07-21 | HPGLP | Hereditary Paraganglioma/Pheochromocytoma Panel, Varies | 614738 | Additional Information | 48767-8 | Annotation comment:Imp:Pt:{system}:Nar: | Sequence Capture and Targeted Next-Generation Sequencing followed by Polymerase Chain Reaction (PCR) and Sanger Sequencing.
2021-07-21 | HBOCZ | BRCA1/BRCA2 Genes, Full Gene Analysis, Varies | 614720 | Specimen | 31208-2 | Specimen source:Prid:Pt:XXX:Nom: | Sequence Capture and Targeted Next-Generation Sequencing followed by Polymerase Chain Reaction (PCR) and Sanger Sequencing
2021-07-21 | HBOCZ | BRCA1/BRCA2 Genes, Full Gene Analysis, Varies | 614723 | Result | 82939-0 | Genetic variant details:Find:Pt:Bld/Tiss:Nar:Molgen | Sequence Capture and Targeted Next-Generation Sequencing followed by Polymerase Chain Reaction (PCR) and Sanger Sequencing
2021-07-21 | HBOCZ | BRCA1/BRCA2 Genes, Full Gene Analysis, Varies | 614727 | Method | 85069-3 | Lab test method:Type:Pt:Specimen:Nom:* | Sequence Capture and Targeted Next-Generation Sequencing followed by Polymerase Chain Reaction (PCR) and Sanger Sequencing
2021-07-21 | HBOCZ | BRCA1/BRCA2 Genes, Full Gene Analysis, Varies | 614729 | Disclaimer | 62364-5 | Test performance information:Find:Pt:XXX:Nar: | Sequence Capture and Targeted Next-Generation Sequencing followed by Polymerase Chain Reaction (PCR) and Sanger Sequencing
2021-07-21 | HBOCZ | BRCA1/BRCA2 Genes, Full Gene Analysis, Varies | 614730 | Released By | 18771-6 | Provider.signing name:Pn:Pt:Report:Nom: | Sequence Capture and Targeted Next-Generation Sequencing followed by Polymerase Chain Reaction (PCR) and Sanger Sequencing
2021-07-21 | HBOCZ | BRCA1/BRCA2 Genes, Full Gene Analysis, Varies | 614719 | Test Description | 62364-5 | Test performance information:Find:Pt:XXX:Nar: | Sequence Capture and Targeted Next-Generation Sequencing followed by Polymerase Chain Reaction (PCR) and Sanger Sequencing
2021-07-21 | HBOCZ | BRCA1/BRCA2 Genes, Full Gene Analysis, Varies | 614721 | Source | 31208-2 | Specimen source:Prid:Pt:XXX:Nom: | Sequence Capture and Targeted Next-Generation Sequencing followed by Polymerase Chain Reaction (PCR) and Sanger Sequencing
2021-07-21 | HBOCZ | BRCA1/BRCA2 Genes, Full Gene Analysis, Varies | 614722 | Result Summary | 50397-9 | Molecular diagnostic overall interpretation:PrThr:Pt:Bld/Tiss:Ord:Molgen | Sequence Capture and Targeted Next-Generation Sequencing followed by Polymerase Chain Reaction (PCR) and Sanger Sequencing
2021-07-21 | HBOCZ | BRCA1/BRCA2 Genes, Full Gene Analysis, Varies | 614724 | Interpretation | 69047-9 | Geneticist review:Imp:Pt:XXX:Nar: | Sequence Capture and Targeted Next-Generation Sequencing followed by Polymerase Chain Reaction (PCR) and Sanger Sequencing
2021-07-21 | HBOCZ | BRCA1/BRCA2 Genes, Full Gene Analysis, Varies | 614726 | Additional Information | 48767-8 | Annotation comment:Imp:Pt:{system}:Nar: | Sequence Capture and Targeted Next-Generation Sequencing followed by Polymerase Chain Reaction (PCR) and Sanger Sequencing
2021-07-21 | HBOCZ | BRCA1/BRCA2 Genes, Full Gene Analysis, Varies | 614728 | Genes Analyzed | 48018-6 | Gene identifier:ID:Pt:Bld/Tiss:Nom: | Sequence Capture and Targeted Next-Generation Sequencing followed by Polymerase Chain Reaction (PCR) and Sanger Sequencing
2021-07-21 | ENDCP | Hereditary Endocrine Cancer Panel, Varies | 614714 | Additional Information | 48767-8 | Annotation comment:Imp:Pt:{system}:Nar: | Sequence Capture and Targeted Next-Generation Sequencing followed by Polymerase Chain Reaction (PCR) and Sanger Sequencing.
2021-07-21 | ENDCP | Hereditary Endocrine Cancer Panel, Varies | 614715 | Method | 85069-3 | Lab test method:Type:Pt:Specimen:Nom:* | Sequence Capture and Targeted Next-Generation Sequencing followed by Polymerase Chain Reaction (PCR) and Sanger Sequencing.
2021-07-21 | ENDCP | Hereditary Endocrine Cancer Panel, Varies | 614716 | Genes Analyzed | 48018-6 | Gene identifier:ID:Pt:Bld/Tiss:Nom: | Sequence Capture and Targeted Next-Generation Sequencing followed by Polymerase Chain Reaction (PCR) and Sanger Sequencing.
2021-07-21 | ENDCP | Hereditary Endocrine Cancer Panel, Varies | 614717 | Disclaimer | 62364-5 | Test performance information:Find:Pt:XXX:Nar: | Sequence Capture and Targeted Next-Generation Sequencing followed by Polymerase Chain Reaction (PCR) and Sanger Sequencing.
2021-07-21 | ENDCP | Hereditary Endocrine Cancer Panel, Varies | 614718 | Released By | 18771-6 | Provider.signing name:Pn:Pt:Report:Nom: | Sequence Capture and Targeted Next-Generation Sequencing followed by Polymerase Chain Reaction (PCR) and Sanger Sequencing.
2021-07-21 | CRCGP | Hereditary Gastrointestinal Cancer Panel, Varies | 614703 | Method | 85069-3 | Lab test method:Type:Pt:Specimen:Nom:* | Sequence Capture and Next-Generation Sequencing (NGS), Polymerase Chain Reaction (PCR), Sanger Sequencing and/or Multiplex Ligation-Dependent Probe Amplification (MLPA)
2021-07-21 | CRCGP | Hereditary Gastrointestinal Cancer Panel, Varies | 614705 | Disclaimer | 62364-5 | Test performance information:Find:Pt:XXX:Nar: | Sequence Capture and Next-Generation Sequencing (NGS), Polymerase Chain Reaction (PCR), Sanger Sequencing and/or Multiplex Ligation-Dependent Probe Amplification (MLPA)
2021-07-21 | ENDCP | Hereditary Endocrine Cancer Panel, Varies | 614707 | Test Description | 62364-5 | Test performance information:Find:Pt:XXX:Nar: | Sequence Capture and Targeted Next-Generation Sequencing followed by Polymerase Chain Reaction (PCR) and Sanger Sequencing.
2021-07-21 | ENDCP | Hereditary Endocrine Cancer Panel, Varies | 614708 | Specimen | 31208-2 | Specimen source:Prid:Pt:XXX:Nom: | Sequence Capture and Targeted Next-Generation Sequencing followed by Polymerase Chain Reaction (PCR) and Sanger Sequencing.
2021-07-21 | ENDCP | Hereditary Endocrine Cancer Panel, Varies | 614709 | Source | 31208-2 | Specimen source:Prid:Pt:XXX:Nom: | Sequence Capture and Targeted Next-Generation Sequencing followed by Polymerase Chain Reaction (PCR) and Sanger Sequencing.
2021-07-21 | ENDCP | Hereditary Endocrine Cancer Panel, Varies | 614710 | Result Summary | 50397-9 | Molecular diagnostic overall interpretation:PrThr:Pt:Bld/Tiss:Ord:Molgen | Sequence Capture and Targeted Next-Generation Sequencing followed by Polymerase Chain Reaction (PCR) and Sanger Sequencing.
2021-07-21 | ENDCP | Hereditary Endocrine Cancer Panel, Varies | 614711 | Result | 82939-0 | Genetic variant details:Find:Pt:Bld/Tiss:Nar:Molgen | Sequence Capture and Targeted Next-Generation Sequencing followed by Polymerase Chain Reaction (PCR) and Sanger Sequencing.
2021-07-21 | ENDCP | Hereditary Endocrine Cancer Panel, Varies | 614712 | Interpretation | 69047-9 | Geneticist review:Imp:Pt:XXX:Nar: | Sequence Capture and Targeted Next-Generation Sequencing followed by Polymerase Chain Reaction (PCR) and Sanger Sequencing.
2021-07-21 | COMCP | Hereditary Common Cancer Panel, Varies | 614691 | Method | 85069-3 | Lab test method:Type:Pt:Specimen:Nom:* | Sequence Capture and Next-Generation Sequencing (NGS), Polymerase Chain Reaction (PCR), Sanger Sequencing and/or Multiplex Ligation-Dependent Probe Amplification (MLPA)
2021-07-21 | COMCP | Hereditary Common Cancer Panel, Varies | 614693 | Disclaimer | 62364-5 | Test performance information:Find:Pt:XXX:Nar: | Sequence Capture and Next-Generation Sequencing (NGS), Polymerase Chain Reaction (PCR), Sanger Sequencing and/or Multiplex Ligation-Dependent Probe Amplification (MLPA)
2021-07-21 | CRCGP | Hereditary Gastrointestinal Cancer Panel, Varies | 614699 | Result | 82939-0 | Genetic variant details:Find:Pt:Bld/Tiss:Nar:Molgen | Sequence Capture and Next-Generation Sequencing (NGS), Polymerase Chain Reaction (PCR), Sanger Sequencing and/or Multiplex Ligation-Dependent Probe Amplification (MLPA)
2021-07-21 | CRCGP | Hereditary Gastrointestinal Cancer Panel, Varies | 614702 | Additional Information | 48767-8 | Annotation comment:Imp:Pt:{system}:Nar: | Sequence Capture and Next-Generation Sequencing (NGS), Polymerase Chain Reaction (PCR), Sanger Sequencing and/or Multiplex Ligation-Dependent Probe Amplification (MLPA)
2021-07-20 | XCP | Hereditary Expanded Cancer Panel, Varies | 614899 | Test Description | 62364-5 | Test performance information:Find:Pt:XXX:Nar: | Sequence Capture and Next-Generation Sequencing (NGS), Polymerase Chain Reaction (PCR), Sanger Sequencing and/or Multiplex Ligation-Dependent Probe Amplification (MLPA)
2021-07-20 | XCP | Hereditary Expanded Cancer Panel, Varies | 614901 | Source | 31208-2 | Specimen source:Prid:Pt:XXX:Nom: | Sequence Capture and Next-Generation Sequencing (NGS), Polymerase Chain Reaction (PCR), Sanger Sequencing and/or Multiplex Ligation-Dependent Probe Amplification (MLPA)
2021-07-20 | XCP | Hereditary Expanded Cancer Panel, Varies | 614902 | Result Summary | 50397-9 | Molecular diagnostic overall interpretation:PrThr:Pt:Bld/Tiss:Ord:Molgen | Sequence Capture and Next-Generation Sequencing (NGS), Polymerase Chain Reaction (PCR), Sanger Sequencing and/or Multiplex Ligation-Dependent Probe Amplification (MLPA)
2021-07-20 | XCP | Hereditary Expanded Cancer Panel, Varies | 614903 | Result | 82939-0 | Genetic variant details:Find:Pt:Bld/Tiss:Nar:Molgen | Sequence Capture and Next-Generation Sequencing (NGS), Polymerase Chain Reaction (PCR), Sanger Sequencing and/or Multiplex Ligation-Dependent Probe Amplification (MLPA)
2021-07-20 | XCP | Hereditary Expanded Cancer Panel, Varies | 614904 | Interpretation | 69047-9 | Geneticist review:Imp:Pt:XXX:Nar: | Sequence Capture and Next-Generation Sequencing (NGS), Polymerase Chain Reaction (PCR), Sanger Sequencing and/or Multiplex Ligation-Dependent Probe Amplification (MLPA)
2021-07-20 | XCP | Hereditary Expanded Cancer Panel, Varies | 614906 | Additional Information | 48767-8 | Annotation comment:Imp:Pt:{system}:Nar: | Sequence Capture and Next-Generation Sequencing (NGS), Polymerase Chain Reaction (PCR), Sanger Sequencing and/or Multiplex Ligation-Dependent Probe Amplification (MLPA)
2021-07-20 | XCP | Hereditary Expanded Cancer Panel, Varies | 614907 | Method | 85069-3 | Lab test method:Type:Pt:Specimen:Nom:* | Sequence Capture and Next-Generation Sequencing (NGS), Polymerase Chain Reaction (PCR), Sanger Sequencing and/or Multiplex Ligation-Dependent Probe Amplification (MLPA)
2021-07-20 | XCP | Hereditary Expanded Cancer Panel, Varies | 614908 | Genes Analyzed | 48018-6 | Gene identifier:ID:Pt:Bld/Tiss:Nom: | Sequence Capture and Next-Generation Sequencing (NGS), Polymerase Chain Reaction (PCR), Sanger Sequencing and/or Multiplex Ligation-Dependent Probe Amplification (MLPA)
2021-07-20 | XCP | Hereditary Expanded Cancer Panel, Varies | 614900 | Specimen | 31208-2 | Specimen source:Prid:Pt:XXX:Nom: | Sequence Capture and Next-Generation Sequencing (NGS), Polymerase Chain Reaction (PCR), Sanger Sequencing and/or Multiplex Ligation-Dependent Probe Amplification (MLPA)
2021-07-20 | XCP | Hereditary Expanded Cancer Panel, Varies | 614909 | Disclaimer | 62364-5 | Test performance information:Find:Pt:XXX:Nar: | Sequence Capture and Next-Generation Sequencing (NGS), Polymerase Chain Reaction (PCR), Sanger Sequencing and/or Multiplex Ligation-Dependent Probe Amplification (MLPA)
2021-07-20 | XCP | Hereditary Expanded Cancer Panel, Varies | 614910 | Released By | 18771-6 | Provider.signing name:Pn:Pt:Report:Nom: | Sequence Capture and Next-Generation Sequencing (NGS), Polymerase Chain Reaction (PCR), Sanger Sequencing and/or Multiplex Ligation-Dependent Probe Amplification (MLPA)
2021-07-20 | CRCGP | Hereditary Gastrointestinal Cancer Panel, Varies | 614695 | Test Description | 62364-5 | Test performance information:Find:Pt:XXX:Nar: | Sequence Capture and Next-Generation Sequencing (NGS), Polymerase Chain Reaction (PCR), Sanger Sequencing and/or Multiplex Ligation-Dependent Probe Amplification (MLPA)
2021-07-20 | CRCGP | Hereditary Gastrointestinal Cancer Panel, Varies | 614696 | Specimen | 31208-2 | Specimen source:Prid:Pt:XXX:Nom: | Sequence Capture and Next-Generation Sequencing (NGS), Polymerase Chain Reaction (PCR), Sanger Sequencing and/or Multiplex Ligation-Dependent Probe Amplification (MLPA)
2021-07-20 | CRCGP | Hereditary Gastrointestinal Cancer Panel, Varies | 614697 | Source | 31208-2 | Specimen source:Prid:Pt:XXX:Nom: | Sequence Capture and Next-Generation Sequencing (NGS), Polymerase Chain Reaction (PCR), Sanger Sequencing and/or Multiplex Ligation-Dependent Probe Amplification (MLPA)
2021-07-20 | CRCGP | Hereditary Gastrointestinal Cancer Panel, Varies | 614698 | Result Summary | 50397-9 | Molecular diagnostic overall interpretation:PrThr:Pt:Bld/Tiss:Ord:Molgen | Sequence Capture and Next-Generation Sequencing (NGS), Polymerase Chain Reaction (PCR), Sanger Sequencing and/or Multiplex Ligation-Dependent Probe Amplification (MLPA)
2021-07-20 | CRCGP | Hereditary Gastrointestinal Cancer Panel, Varies | 614700 | Interpretation | 69047-9 | Geneticist review:Imp:Pt:XXX:Nar: | Sequence Capture and Next-Generation Sequencing (NGS), Polymerase Chain Reaction (PCR), Sanger Sequencing and/or Multiplex Ligation-Dependent Probe Amplification (MLPA)
2021-07-20 | CRCGP | Hereditary Gastrointestinal Cancer Panel, Varies | 614704 | Genes Analyzed | 48018-6 | Gene identifier:ID:Pt:Bld/Tiss:Nom: | Sequence Capture and Next-Generation Sequencing (NGS), Polymerase Chain Reaction (PCR), Sanger Sequencing and/or Multiplex Ligation-Dependent Probe Amplification (MLPA)
2021-07-19 | CRCGP | Hereditary Gastrointestinal Cancer Panel, Varies | 614706 | Released By | 18771-6 | Provider.signing name:Pn:Pt:Report:Nom: | Sequence Capture and Next-Generation Sequencing (NGS), Polymerase Chain Reaction (PCR), Sanger Sequencing and/or Multiplex Ligation-Dependent Probe Amplification (MLPA)
2021-07-19 | THYRP | Hereditary Thyroid Cancer Panel, Varies | 614874 | Released By | 18771-6 | Provider.signing name:Pn:Pt:Report:Nom: | Sequence Capture and Targeted Next-Generation Sequencing followed by Polymerase Chain Reaction (PCR) and Sanger Sequencing.
2021-07-19 | COMCP | Hereditary Common Cancer Panel, Varies | 614690 | Additional Information | 48767-8 | Annotation comment:Imp:Pt:{system}:Nar: | Sequence Capture and Next-Generation Sequencing (NGS), Polymerase Chain Reaction (PCR), Sanger Sequencing and/or Multiplex Ligation-Dependent Probe Amplification (MLPA)
2021-07-19 | COMCP | Hereditary Common Cancer Panel, Varies | 614692 | Genes Analyzed | 48018-6 | Gene identifier:ID:Pt:Bld/Tiss:Nom: | Sequence Capture and Next-Generation Sequencing (NGS), Polymerase Chain Reaction (PCR), Sanger Sequencing and/or Multiplex Ligation-Dependent Probe Amplification (MLPA)
2021-07-19 | COMCP | Hereditary Common Cancer Panel, Varies | 614694 | Released By | 18771-6 | Provider.signing name:Pn:Pt:Report:Nom: | Sequence Capture and Next-Generation Sequencing (NGS), Polymerase Chain Reaction (PCR), Sanger Sequencing and/or Multiplex Ligation-Dependent Probe Amplification (MLPA)
2021-07-19 | COMCP | Hereditary Common Cancer Panel, Varies | 614683 | Test Description | 62364-5 | Test performance information:Find:Pt:XXX:Nar: | Sequence Capture and Next-Generation Sequencing (NGS), Polymerase Chain Reaction (PCR), Sanger Sequencing and/or Multiplex Ligation-Dependent Probe Amplification (MLPA)
2021-07-19 | COMCP | Hereditary Common Cancer Panel, Varies | 614684 | Specimen | 31208-2 | Specimen source:Prid:Pt:XXX:Nom: | Sequence Capture and Next-Generation Sequencing (NGS), Polymerase Chain Reaction (PCR), Sanger Sequencing and/or Multiplex Ligation-Dependent Probe Amplification (MLPA)
2021-07-19 | COMCP | Hereditary Common Cancer Panel, Varies | 614685 | Source | 31208-2 | Specimen source:Prid:Pt:XXX:Nom: | Sequence Capture and Next-Generation Sequencing (NGS), Polymerase Chain Reaction (PCR), Sanger Sequencing and/or Multiplex Ligation-Dependent Probe Amplification (MLPA)
2021-07-19 | COMCP | Hereditary Common Cancer Panel, Varies | 614686 | Result Summary | 50397-9 | Molecular diagnostic overall interpretation:PrThr:Pt:Bld/Tiss:Ord:Molgen | Sequence Capture and Next-Generation Sequencing (NGS), Polymerase Chain Reaction (PCR), Sanger Sequencing and/or Multiplex Ligation-Dependent Probe Amplification (MLPA)
2021-07-19 | COMCP | Hereditary Common Cancer Panel, Varies | 614687 | Result | 82939-0 | Genetic variant details:Find:Pt:Bld/Tiss:Nar:Molgen | Sequence Capture and Next-Generation Sequencing (NGS), Polymerase Chain Reaction (PCR), Sanger Sequencing and/or Multiplex Ligation-Dependent Probe Amplification (MLPA)
2021-07-19 | COMCP | Hereditary Common Cancer Panel, Varies | 614688 | Interpretation | 69047-9 | Geneticist review:Imp:Pt:XXX:Nar: | Sequence Capture and Next-Generation Sequencing (NGS), Polymerase Chain Reaction (PCR), Sanger Sequencing and/or Multiplex Ligation-Dependent Probe Amplification (MLPA)
2021-07-19 | CDHZ | Hereditary Diffuse Gastric Cancer Syndrome, CDH1, Full Gene Analysis, Varies | 614671 | Test Description | 62364-5 | Test performance information:Find:Pt:XXX:Nar: | Sequence Capture and Targeted Next-Generation Sequencing followed by Polymerase Chain Reaction (PCR) and Sanger Sequencing
2021-07-19 | CDHZ | Hereditary Diffuse Gastric Cancer Syndrome, CDH1, Full Gene Analysis, Varies | 614672 | Specimen | 31208-2 | Specimen source:Prid:Pt:XXX:Nom: | Sequence Capture and Targeted Next-Generation Sequencing followed by Polymerase Chain Reaction (PCR) and Sanger Sequencing
2021-07-19 | CDHZ | Hereditary Diffuse Gastric Cancer Syndrome, CDH1, Full Gene Analysis, Varies | 614673 | Source | 31208-2 | Specimen source:Prid:Pt:XXX:Nom: | Sequence Capture and Targeted Next-Generation Sequencing followed by Polymerase Chain Reaction (PCR) and Sanger Sequencing
2021-07-19 | CDHZ | Hereditary Diffuse Gastric Cancer Syndrome, CDH1, Full Gene Analysis, Varies | 614674 | Result Summary | 50397-9 | Molecular diagnostic overall interpretation:PrThr:Pt:Bld/Tiss:Ord:Molgen | Sequence Capture and Targeted Next-Generation Sequencing followed by Polymerase Chain Reaction (PCR) and Sanger Sequencing
2021-07-19 | CDHZ | Hereditary Diffuse Gastric Cancer Syndrome, CDH1, Full Gene Analysis, Varies | 614675 | Result | 82939-0 | Genetic variant details:Find:Pt:Bld/Tiss:Nar:Molgen | Sequence Capture and Targeted Next-Generation Sequencing followed by Polymerase Chain Reaction (PCR) and Sanger Sequencing
2021-07-19 | CDHZ | Hereditary Diffuse Gastric Cancer Syndrome, CDH1, Full Gene Analysis, Varies | 614676 | Interpretation | 69047-9 | Geneticist review:Imp:Pt:XXX:Nar: | Sequence Capture and Targeted Next-Generation Sequencing followed by Polymerase Chain Reaction (PCR) and Sanger Sequencing
2021-07-19 | CDHZ | Hereditary Diffuse Gastric Cancer Syndrome, CDH1, Full Gene Analysis, Varies | 614678 | Additional Information | 48767-8 | Annotation comment:Imp:Pt:{system}:Nar: | Sequence Capture and Targeted Next-Generation Sequencing followed by Polymerase Chain Reaction (PCR) and Sanger Sequencing
2021-07-19 | CDHZ | Hereditary Diffuse Gastric Cancer Syndrome, CDH1, Full Gene Analysis, Varies | 614679 | Method | 85069-3 | Lab test method:Type:Pt:Specimen:Nom:* | Sequence Capture and Targeted Next-Generation Sequencing followed by Polymerase Chain Reaction (PCR) and Sanger Sequencing
2021-07-19 | CDHZ | Hereditary Diffuse Gastric Cancer Syndrome, CDH1, Full Gene Analysis, Varies | 614680 | Genes Analyzed | 48018-6 | Gene identifier:ID:Pt:Bld/Tiss:Nom: | Sequence Capture and Targeted Next-Generation Sequencing followed by Polymerase Chain Reaction (PCR) and Sanger Sequencing
2021-07-19 | CDHZ | Hereditary Diffuse Gastric Cancer Syndrome, CDH1, Full Gene Analysis, Varies | 614682 | Released By | 18771-6 | Provider.signing name:Pn:Pt:Report:Nom: | Sequence Capture and Targeted Next-Generation Sequencing followed by Polymerase Chain Reaction (PCR) and Sanger Sequencing
2021-07-19 | BRGYP | Hereditary Breast/Gynecologic Cancer Panel, Varies | 614647 | Test Description | 62364-5 | Test performance information:Find:Pt:XXX:Nar: | Sequence Capture and Next-Generation Sequencing (NGS), Polymerase Chain Reaction (PCR), Sanger Sequencing and/or Multiplex Ligation-Dependent Probe Amplification (MLPA)
2021-07-19 | BRGYP | Hereditary Breast/Gynecologic Cancer Panel, Varies | 614648 | Specimen | 31208-2 | Specimen source:Prid:Pt:XXX:Nom: | Sequence Capture and Next-Generation Sequencing (NGS), Polymerase Chain Reaction (PCR), Sanger Sequencing and/or Multiplex Ligation-Dependent Probe Amplification (MLPA)
2021-07-19 | BRGYP | Hereditary Breast/Gynecologic Cancer Panel, Varies | 614654 | Additional Information | 48767-8 | Annotation comment:Imp:Pt:{system}:Nar: | Sequence Capture and Next-Generation Sequencing (NGS), Polymerase Chain Reaction (PCR), Sanger Sequencing and/or Multiplex Ligation-Dependent Probe Amplification (MLPA)
2021-07-19 | BRGYP | Hereditary Breast/Gynecologic Cancer Panel, Varies | 614655 | Method | 85069-3 | Lab test method:Type:Pt:Specimen:Nom:* | Sequence Capture and Next-Generation Sequencing (NGS), Polymerase Chain Reaction (PCR), Sanger Sequencing and/or Multiplex Ligation-Dependent Probe Amplification (MLPA)
2021-07-19 | BRGYP | Hereditary Breast/Gynecologic Cancer Panel, Varies | 614656 | Genes Analyzed | 48018-6 | Gene identifier:ID:Pt:Bld/Tiss:Nom: | Sequence Capture and Next-Generation Sequencing (NGS), Polymerase Chain Reaction (PCR), Sanger Sequencing and/or Multiplex Ligation-Dependent Probe Amplification (MLPA)
2021-07-19 | BRGYP | Hereditary Breast/Gynecologic Cancer Panel, Varies | 614658 | Released By | 18771-6 | Provider.signing name:Pn:Pt:Report:Nom: | Sequence Capture and Next-Generation Sequencing (NGS), Polymerase Chain Reaction (PCR), Sanger Sequencing and/or Multiplex Ligation-Dependent Probe Amplification (MLPA)
2021-07-19 | BRGYP | Hereditary Breast/Gynecologic Cancer Panel, Varies | 614651 | Result | 82939-0 | Genetic variant details:Find:Pt:Bld/Tiss:Nar:Molgen | Sequence Capture and Next-Generation Sequencing (NGS), Polymerase Chain Reaction (PCR), Sanger Sequencing and/or Multiplex Ligation-Dependent Probe Amplification (MLPA)
2021-07-19 | BRGYP | Hereditary Breast/Gynecologic Cancer Panel, Varies | 614652 | Interpretation | 69047-9 | Geneticist review:Imp:Pt:XXX:Nar: | Sequence Capture and Next-Generation Sequencing (NGS), Polymerase Chain Reaction (PCR), Sanger Sequencing and/or Multiplex Ligation-Dependent Probe Amplification (MLPA)
2021-07-19 | BRGYP | Hereditary Breast/Gynecologic Cancer Panel, Varies | 614649 | Source | 31208-2 | Specimen source:Prid:Pt:XXX:Nom: | Sequence Capture and Next-Generation Sequencing (NGS), Polymerase Chain Reaction (PCR), Sanger Sequencing and/or Multiplex Ligation-Dependent Probe Amplification (MLPA)
2021-07-19 | BRGYP | Hereditary Breast/Gynecologic Cancer Panel, Varies | 614650 | Result Summary | 50397-9 | Molecular diagnostic overall interpretation:PrThr:Pt:Bld/Tiss:Ord:Molgen | Sequence Capture and Next-Generation Sequencing (NGS), Polymerase Chain Reaction (PCR), Sanger Sequencing and/or Multiplex Ligation-Dependent Probe Amplification (MLPA)
2021-07-19 | BHDZ | Birt-Hogg-Dube Syndrome, FLCN, Full Gene Analysis, Varies | 614637 | Source | 31208-2 | Specimen source:Prid:Pt:XXX:Nom: | Sequence Capture and Targeted Next-Generation Sequencing followed by Polymerase Chain Reaction (PCR) and Sanger Sequencing
2021-07-19 | BHDZ | Birt-Hogg-Dube Syndrome, FLCN, Full Gene Analysis, Varies | 614638 | Result Summary | 50397-9 | Molecular diagnostic overall interpretation:PrThr:Pt:Bld/Tiss:Ord:Molgen | Sequence Capture and Targeted Next-Generation Sequencing followed by Polymerase Chain Reaction (PCR) and Sanger Sequencing
2021-07-19 | BHDZ | Birt-Hogg-Dube Syndrome, FLCN, Full Gene Analysis, Varies | 614639 | Result | 82939-0 | Genetic variant details:Find:Pt:Bld/Tiss:Nar:Molgen | Sequence Capture and Targeted Next-Generation Sequencing followed by Polymerase Chain Reaction (PCR) and Sanger Sequencing
2021-07-19 | BHDZ | Birt-Hogg-Dube Syndrome, FLCN, Full Gene Analysis, Varies | 614635 | Test Description | 62364-5 | Test performance information:Find:Pt:XXX:Nar: | Sequence Capture and Targeted Next-Generation Sequencing followed by Polymerase Chain Reaction (PCR) and Sanger Sequencing
2021-07-19 | BHDZ | Birt-Hogg-Dube Syndrome, FLCN, Full Gene Analysis, Varies | 614636 | Specimen | 31208-2 | Specimen source:Prid:Pt:XXX:Nom: | Sequence Capture and Targeted Next-Generation Sequencing followed by Polymerase Chain Reaction (PCR) and Sanger Sequencing
2021-07-19 | BHDZ | Birt-Hogg-Dube Syndrome, FLCN, Full Gene Analysis, Varies | 614640 | Interpretation | 69047-9 | Geneticist review:Imp:Pt:XXX:Nar: | Sequence Capture and Targeted Next-Generation Sequencing followed by Polymerase Chain Reaction (PCR) and Sanger Sequencing
2021-07-19 | BHDZ | Birt-Hogg-Dube Syndrome, FLCN, Full Gene Analysis, Varies | 614642 | Additional Information | 48767-8 | Annotation comment:Imp:Pt:{system}:Nar: | Sequence Capture and Targeted Next-Generation Sequencing followed by Polymerase Chain Reaction (PCR) and Sanger Sequencing
2021-07-19 | BHDZ | Birt-Hogg-Dube Syndrome, FLCN, Full Gene Analysis, Varies | 614643 | Method | 85069-3 | Lab test method:Type:Pt:Specimen:Nom:* | Sequence Capture and Targeted Next-Generation Sequencing followed by Polymerase Chain Reaction (PCR) and Sanger Sequencing
2021-07-19 | BHDZ | Birt-Hogg-Dube Syndrome, FLCN, Full Gene Analysis, Varies | 614644 | Genes Analyzed | 48018-6 | Gene identifier:ID:Pt:Bld/Tiss:Nom: | Sequence Capture and Targeted Next-Generation Sequencing followed by Polymerase Chain Reaction (PCR) and Sanger Sequencing
2021-07-19 | BHDZ | Birt-Hogg-Dube Syndrome, FLCN, Full Gene Analysis, Varies | 614645 | Disclaimer | 62364-5 | Test performance information:Find:Pt:XXX:Nar: | Sequence Capture and Targeted Next-Generation Sequencing followed by Polymerase Chain Reaction (PCR) and Sanger Sequencing
2021-07-19 | BHDZ | Birt-Hogg-Dube Syndrome, FLCN, Full Gene Analysis, Varies | 614646 | Released By | 18771-6 | Provider.signing name:Pn:Pt:Report:Nom: | Sequence Capture and Targeted Next-Generation Sequencing followed by Polymerase Chain Reaction (PCR) and Sanger Sequencing
2021-07-15 | BAP1Z | BAP1-Tumor Predisposition Syndrome, BAP1 Full Gene Analysis, Varies | 614625 | Source | 31208-2 | Specimen source:Prid:Pt:XXX:Nom: | Sequence Capture and Targeted Next-Generation Sequencing followed by Polymerase Chain Reaction (PCR) and Sanger Sequencing
2021-07-15 | BAP1Z | BAP1-Tumor Predisposition Syndrome, BAP1 Full Gene Analysis, Varies | 614626 | Result Summary | 50397-9 | Molecular diagnostic overall interpretation:PrThr:Pt:Bld/Tiss:Ord:Molgen | Sequence Capture and Targeted Next-Generation Sequencing followed by Polymerase Chain Reaction (PCR) and Sanger Sequencing
2021-07-15 | BAP1Z | BAP1-Tumor Predisposition Syndrome, BAP1 Full Gene Analysis, Varies | 614627 | Result | 82939-0 | Genetic variant details:Find:Pt:Bld/Tiss:Nar:Molgen | Sequence Capture and Targeted Next-Generation Sequencing followed by Polymerase Chain Reaction (PCR) and Sanger Sequencing
2021-07-15 | BAP1Z | BAP1-Tumor Predisposition Syndrome, BAP1 Full Gene Analysis, Varies | 614628 | Interpretation | 69047-9 | Geneticist review:Imp:Pt:XXX:Nar: | Sequence Capture and Targeted Next-Generation Sequencing followed by Polymerase Chain Reaction (PCR) and Sanger Sequencing
2021-07-15 | BAP1Z | BAP1-Tumor Predisposition Syndrome, BAP1 Full Gene Analysis, Varies | 614630 | Additional Information | 48767-8 | Annotation comment:Imp:Pt:{system}:Nar: | Sequence Capture and Targeted Next-Generation Sequencing followed by Polymerase Chain Reaction (PCR) and Sanger Sequencing
2021-07-15 | BAP1Z | BAP1-Tumor Predisposition Syndrome, BAP1 Full Gene Analysis, Varies | 614631 | Method | 85069-3 | Lab test method:Type:Pt:Specimen:Nom:* | Sequence Capture and Targeted Next-Generation Sequencing followed by Polymerase Chain Reaction (PCR) and Sanger Sequencing
2021-07-15 | BAP1Z | BAP1-Tumor Predisposition Syndrome, BAP1 Full Gene Analysis, Varies | 614632 | Genes Analyzed | 48018-6 | Gene identifier:ID:Pt:Bld/Tiss:Nom: | Sequence Capture and Targeted Next-Generation Sequencing followed by Polymerase Chain Reaction (PCR) and Sanger Sequencing
2021-07-15 | BAP1Z | BAP1-Tumor Predisposition Syndrome, BAP1 Full Gene Analysis, Varies | 614633 | Disclaimer | 62364-5 | Test performance information:Find:Pt:XXX:Nar: | Sequence Capture and Targeted Next-Generation Sequencing followed by Polymerase Chain Reaction (PCR) and Sanger Sequencing
2021-07-15 | BAP1Z | BAP1-Tumor Predisposition Syndrome, BAP1 Full Gene Analysis, Varies | 614634 | Released By | 18771-6 | Provider.signing name:Pn:Pt:Report:Nom: | Sequence Capture and Targeted Next-Generation Sequencing followed by Polymerase Chain Reaction (PCR) and Sanger Sequencing
2021-07-15 | BAP1Z | BAP1-Tumor Predisposition Syndrome, BAP1 Full Gene Analysis, Varies | 614623 | Test Description | 62364-5 | Test performance information:Find:Pt:XXX:Nar: | Sequence Capture and Targeted Next-Generation Sequencing followed by Polymerase Chain Reaction (PCR) and Sanger Sequencing
2021-07-15 | BAP1Z | BAP1-Tumor Predisposition Syndrome, BAP1 Full Gene Analysis, Varies | 614624 | Specimen | 31208-2 | Specimen source:Prid:Pt:XXX:Nom: | Sequence Capture and Targeted Next-Generation Sequencing followed by Polymerase Chain Reaction (PCR) and Sanger Sequencing
2021-07-14 | HBCPR | Hepatitis B Virus Core Total Antibodies Prenatal, Serum | HBCPR | HBc Total Ab Prenatal, S | 13952-7 | Hepatitis B virus core Ab:PrThr:Pt:Ser/Plas:Ord:IA | Electrochemiluminescence Immunoassay (ECLIA)
2021-07-14 | HBBSN | Hepatitis B Virus Surface Antibody Screen, Qualitative/Quantitative, Serum | HBASN | HBs Antibody Scrn, S | 10900-9 | Hepatitis B virus surface Ab:PrThr:Pt:Ser:Ord:IA | Electrochemiluminescence Immunoassay (ECLIA)
2021-07-14 | HBCSN | Hepatitis B Virus Core Total Antibodies Screen, Serum | HBCSN | HBc Total Ab Scrn, S | 13952-7 | Hepatitis B virus core Ab:PrThr:Pt:Ser/Plas:Ord:IA | Electrochemiluminescence Immunoassay (ECLIA)
2021-07-14 | HBABP | Hepatitis B Virus Surface Antibody Prenatal, Qualitative/Quantitative, Serum | HBASP | HBs Antibody Prenatal, S | 10900-9 | Hepatitis B virus surface Ab:PrThr:Pt:Ser:Ord:IA | Electrochemiluminescence Immunoassay (ECLIA)
2021-07-14 | HBGSN | Hepatitis B Virus Surface Antigen Screen, Serum | HBAGS | HBs Antigen Scrn, S | 5196-1 | Hepatitis B virus surface Ag:PrThr:Pt:Ser/Plas:Ord:IA | Electrochemiluminescence Immunoassay (ECLIA)
2021-07-13 | PRS8P | Hereditary Prostate Cancer Panel, Varies | 614803 | Test Description | 62364-5 | Test performance information:Find:Pt:XXX:Nar: | Sequence Capture and Next-Generation Sequencing (NGS), Polymerase Chain Reaction (PCR), Sanger Sequencing and/or Multiplex Ligation-Dependent Probe Amplification (MLPA)
2021-07-13 | PRS8P | Hereditary Prostate Cancer Panel, Varies | 614806 | Result Summary | 50397-9 | Molecular diagnostic overall interpretation:PrThr:Pt:Bld/Tiss:Ord:Molgen | Sequence Capture and Next-Generation Sequencing (NGS), Polymerase Chain Reaction (PCR), Sanger Sequencing and/or Multiplex Ligation-Dependent Probe Amplification (MLPA)
2021-07-13 | PRS8P | Hereditary Prostate Cancer Panel, Varies | 614807 | Result | 82939-0 | Genetic variant details:Find:Pt:Bld/Tiss:Nar:Molgen | Sequence Capture and Next-Generation Sequencing (NGS), Polymerase Chain Reaction (PCR), Sanger Sequencing and/or Multiplex Ligation-Dependent Probe Amplification (MLPA)
2021-07-12 | PRS8P | Hereditary Prostate Cancer Panel, Varies | 614804 | Specimen | 31208-2 | Specimen source:Prid:Pt:XXX:Nom: | Sequence Capture and Next-Generation Sequencing (NGS), Polymerase Chain Reaction (PCR), Sanger Sequencing and/or Multiplex Ligation-Dependent Probe Amplification (MLPA)
2021-07-12 | PRS8P | Hereditary Prostate Cancer Panel, Varies | 614805 | Source | 31208-2 | Specimen source:Prid:Pt:XXX:Nom: | Sequence Capture and Next-Generation Sequencing (NGS), Polymerase Chain Reaction (PCR), Sanger Sequencing and/or Multiplex Ligation-Dependent Probe Amplification (MLPA)
2021-07-12 | PRS8P | Hereditary Prostate Cancer Panel, Varies | 614808 | Interpretation | 69047-9 | Geneticist review:Imp:Pt:XXX:Nar: | Sequence Capture and Next-Generation Sequencing (NGS), Polymerase Chain Reaction (PCR), Sanger Sequencing and/or Multiplex Ligation-Dependent Probe Amplification (MLPA)
2021-07-12 | PRS8P | Hereditary Prostate Cancer Panel, Varies | 614810 | Additional Information | 48767-8 | Annotation comment:Imp:Pt:{system}:Nar: | Sequence Capture and Next-Generation Sequencing (NGS), Polymerase Chain Reaction (PCR), Sanger Sequencing and/or Multiplex Ligation-Dependent Probe Amplification (MLPA)
2021-07-12 | PRS8P | Hereditary Prostate Cancer Panel, Varies | 614811 | Method | 85069-3 | Lab test method:Type:Pt:Specimen:Nom:* | Sequence Capture and Next-Generation Sequencing (NGS), Polymerase Chain Reaction (PCR), Sanger Sequencing and/or Multiplex Ligation-Dependent Probe Amplification (MLPA)
2021-07-12 | PRS8P | Hereditary Prostate Cancer Panel, Varies | 614812 | Genes Analyzed | 48018-6 | Gene identifier:ID:Pt:Bld/Tiss:Nom: | Sequence Capture and Next-Generation Sequencing (NGS), Polymerase Chain Reaction (PCR), Sanger Sequencing and/or Multiplex Ligation-Dependent Probe Amplification (MLPA)
2021-07-12 | PRS8P | Hereditary Prostate Cancer Panel, Varies | 614813 | Disclaimer | 62364-5 | Test performance information:Find:Pt:XXX:Nar: | Sequence Capture and Next-Generation Sequencing (NGS), Polymerase Chain Reaction (PCR), Sanger Sequencing and/or Multiplex Ligation-Dependent Probe Amplification (MLPA)
2021-07-12 | PRS8P | Hereditary Prostate Cancer Panel, Varies | 614814 | Released By | 18771-6 | Provider.signing name:Pn:Pt:Report:Nom: | Sequence Capture and Next-Generation Sequencing (NGS), Polymerase Chain Reaction (PCR), Sanger Sequencing and/or Multiplex Ligation-Dependent Probe Amplification (MLPA)
2021-07-02 | COKEU | Cocaine and Metabolite Confirmation, Random, Urine | 2922 | Cocaine-by GC/MS | 20519-5 | Cocaine:MCnc:Pt:Urine:Qn:Confirm | Gas Chromatography Mass Spectrometry (GC-MS) Confirmation with Quantitation
2021-07-02 | COKEX | Cocaine and Metabolite Confirmation, Chain of Custody, Random, Urine | 36162 | Cocaine-by GC/MS | 20519-5 | Cocaine:MCnc:Pt:Urine:Qn:Confirm | Immunoassay/Gas Chromatography Mass Spectrometry (GC-MS)
2021-07-02 | ZW87 | Miscellaneous Palo Alto Testing | ZV87 | Reference Value | 19147-8 | Referral lab test reference range:Find:Pt:Referral lab test:Nom:
2021-07-02 | BARBU | Barbiturates Confirmation, Random, Urine | 21442 | Butalbital-by GC/MS | 16237-0 | Butalbital:MCnc:Pt:Urine:Qn:Confirm | Gas Chromatography Mass Spectrometry (GC-MS)
2021-07-02 | BARBX | Barbiturates Confirmation, Chain of Custody, Random, Urine | 36143 | Butalbital-by GC/MS | 16237-0 | Butalbital:MCnc:Pt:Urine:Qn:Confirm | Immunoassay/Gas Chromatography Mass Spectrometry (GC-MS) Confirmation with Quantitation
2021-06-30 | BNZX | Benzodiazepines Confirmation, Chain of Custody, Random, Urine | 608292 | N-Desmethylclobazam by LC-MS/MS | 97160-6 | Norclobazam:MCnc:Pt:Urine:Qn:Confirm | Immunoassay/Liquid Chromatography Tandem Mass Spectrometry (LC-MS/MS)
2021-06-30 | BNZX | Benzodiazepines Confirmation, Chain of Custody, Random, Urine | 608296 | 2-Hydroxy Ethyl Flurazepam by LC-MS/MS | 97159-8 | 2-Hydroxyethylflurazepam:MCnc:Pt:Urine:Qn:Confirm | Immunoassay/Liquid Chromatography Tandem Mass Spectrometry (LC-MS/MS)
2021-06-30 | COKEU | Cocaine and Metabolite Confirmation, Random, Urine | 2902 | Benzoylecgonine-by GC/MS | 16226-3 | Benzoylecgonine:MCnc:Pt:Urine:Qn:Confirm | Gas Chromatography Mass Spectrometry (GC-MS) Confirmation with Quantitation
2021-06-30 | BARBX | Barbiturates Confirmation, Chain of Custody, Random, Urine | 36144 | Amobarbital-by GC/MS | 16239-6 | Amobarbital:MCnc:Pt:Urine:Qn:Confirm | Immunoassay/Gas Chromatography Mass Spectrometry (GC-MS) Confirmation with Quantitation
2021-06-30 | BARBX | Barbiturates Confirmation, Chain of Custody, Random, Urine | 36145 | Pentobarbital-by GC/MS | 16240-4 | PENTobarbital:MCnc:Pt:Urine:Qn:Confirm | Immunoassay/Gas Chromatography Mass Spectrometry (GC-MS) Confirmation with Quantitation
2021-06-30 | BARBX | Barbiturates Confirmation, Chain of Custody, Random, Urine | 36146 | Secobarbital-by GC/MS | 16238-8 | Secobarbital:MCnc:Pt:Urine:Qn:Confirm | Immunoassay/Gas Chromatography Mass Spectrometry (GC-MS) Confirmation with Quantitation
2021-06-30 | ARBI | Acetylcholine Receptor (Muscle AChR) Binding Antibody, Serum | 8338 | ACh Receptor (Muscle) Binding Ab | 97558-1 | Acetylcholine receptor binding Ab.IgG+IgM:SCnc:Pt:Ser:Qn:IA | Radioimmunoassay (RIA)
2021-06-29 | EBVQN | Epstein-Barr Virus DNA Detection and Quantification, Plasma | 615297 | EBV DNA Detect/Quant, P | 43730-1 | Epstein Barr virus DNA:ACnc:Pt:Ser/Plas:Qn:Probe.amp.tar | Real-Time Polymerase Chain Reaction (RT-PCR)
2021-06-25 | PBKQN | BK Virus DNA Detection and Quantification, Plasma | 614567 | BKV DNA Detect/Quant, P | 32284-2 | BK virus DNA:ACnc:Pt:Ser/Plas:Qn:Probe.amp.tar | Real-Time Polymerase Chain Reaction (PCR)
2021-06-25 | UBKQN | BK Virus DNA Detection and Quantification, Random, Urine | 614568 | BKV DNA Detect/Quant, U | 32285-9 | BK virus DNA:ACnc:Pt:Urine:Qn:Probe.amp.tar | Real-Time Polymerase Chain Reaction (RT-PCR)
2021-06-24 | UIOD | Iodine, 24 Hour, Urine | 614423 | Iodine Concentration Interpretation | 77202-0 | Laboratory comment:Txt:Pt:Report:Nar: | Inductively Coupled Plasma Mass Spectrometry (ICP-MS)
2021-06-23 | ZW238 | Miscellaneous University of Southern California Endocrine Laboratories | ZV238 | Reference Value | 19147-8 | Referral lab test reference range:Find:Pt:Referral lab test:Nom: | Varies
2021-06-23 | ZW239 | Miscellaneous Cincinnati Children's Hospital Medical Center-Hematology/Oncology | ZV239 | Reference Value | 19147-8 | Referral lab test reference range:Find:Pt:Referral lab test:Nom: | Varies
2021-06-23 | ZW51 | Miscellaneous Quest Testing | ZV51 | Reference Value | 19147-8 | Referral lab test reference range:Find:Pt:Referral lab test:Nom:
2021-06-23 | ZW53 | Miscellaneous Baylor Institute of Metabolic Disease | ZV53 | Reference Value | 19147-8 | Referral lab test reference range:Find:Pt:Referral lab test:Nom:
2021-06-23 | ZW57 | Miscellaneous Esoterix Coagulation | ZV57 | Reference Value | 19147-8 | Referral lab test reference range:Find:Pt:Referral lab test:Nom:
2021-06-23 | ZW58 | Miscellaneous Duke University | ZV58 | Reference Value | 19147-8 | Referral lab test reference range:Find:Pt:Referral lab test:Nom:
2021-06-23 | ZW59 | Misc Esoterix Endocrinology | ZV59 | Reference Value | 19147-8 | Referral lab test reference range:Find:Pt:Referral lab test:Nom:
2021-06-23 | ZW61 | Miscellaneous University of Minnesota Outreach Laboratory | ZV61 | Reference Value | 19147-8 | Referral lab test reference range:Find:Pt:Referral lab test:Nom:
2021-06-23 | ZW63 | Miscellaneous Esoterix Genetic Laboratories, LLC - MA | ZV63 | Reference Value | 19147-8 | Referral lab test reference range:Find:Pt:Referral lab test:Nom:
2021-06-23 | ZW68 | Miscellaneous Greenwood Genetic Ctr | ZV68 | Reference Value | 19147-8 | Referral lab test reference range:Find:Pt:Referral lab test:Nom:
2021-06-23 | ZW69 | Miscellaneous Eurofins Viracor | ZV69 | Reference Value | 19147-8 | Referral lab test reference range:Find:Pt:Referral lab test:Nom:
2021-06-23 | ZW71 | Miscellaneous Inter Science Institute | ZV71 | Reference Value | 19147-8 | Referral lab test reference range:Find:Pt:Referral lab test:Nom:
2021-06-23 | ZW73 | Misc Johns Hopkins-DACI Ref Lab | ZV73 | Reference Value | 19147-8 | Referral lab test reference range:Find:Pt:Referral lab test:Nom:
2021-06-23 | ZW76 | Miscellaneous LabCorp of America | ZV76 | Reference Value | 19147-8 | Referral lab test reference range:Find:Pt:Referral lab test:Nom:
2021-06-23 | ZW78 | Miscellaneous Medical Coll of WI | ZV78 | Reference Value | 19147-8 | Referral lab test reference range:Find:Pt:Referral lab test:Nom:
2021-06-23 | ZW80 | Miscellaneous Medtox Laboratories, Inc. | ZV80 | Reference Value | 19147-8 | Referral lab test reference range:Find:Pt:Referral lab test:Nom:
2021-06-23 | ZW83 | Miscellaneous Quest Diagnostics | ZV83 | Reference Value | 19147-8 | Referral lab test reference range:Find:Pt:Referral lab test:Nom:
2021-06-23 | ZW85 | Miscellaneous National Jewish Health | ZV85 | Reference Value | 19147-8 | Referral lab test reference range:Find:Pt:Referral lab test:Nom:
2021-06-23 | ZW86 | Miscellaneous NMS Testing | ZV86 | Reference Value | 19147-8 | Referral lab test reference range:Find:Pt:Referral lab test:Nom:
2021-06-23 | ZW91 | Miscellaneous RFFIT Testing | ZV91 | Reference Value | 19147-8 | Referral lab test reference range:Find:Pt:Referral lab test:Nom:
2021-06-23 | ZW96 | Miscellaneous Quest Diagnostics Valencia | ZV96 | Reference Value | 19147-8 | Referral lab test reference range:Find:Pt:Referral lab test:Nom:
2021-06-23 | ZW99 | Miscellaneous Univ of AL-Metabolic Disease Lab | ZV99 | Reference Value | 19147-8 | Referral lab test reference range:Find:Pt:Referral lab test:Nom:
2021-06-23 | ZW185 | Miscellaneous Ambry Genetics | ZV185 | Reference Value | 19147-8 | Referral lab test reference range:Find:Pt:Referral lab test:Nom:
2021-06-23 | ZW186 | Miscellaneous University of Chicago Genetics Sernices | ZV186 | Reference Value | 19147-8 | Referral lab test reference range:Find:Pt:Referral lab test:Nom:
2021-06-23 | ZW187 | Miscellaneous University of Iowa Diagnostic Labs | ZV187 | Reference Value | 19147-8 | Referral lab test reference range:Find:Pt:Referral lab test:Nom:
2021-06-23 | ZW190 | Miscellaneous Nemours Children's Health-Gastroenterology | ZV190 | Reference Value | 19147-8 | Referral lab test reference range:Find:Pt:Referral lab test:Nom: | Varies
2021-06-23 | ZW191 | Miscellaneous University of Texas Health Center at Tyler Microbiology | ZV191 | Reference Value | 19147-8 | Referral lab test reference range:Find:Pt:Referral lab test:Nom: | Varies
2021-06-23 | ZW193 | Miscellaneous HNL Genomics | ZV193 | Reference Value | 19147-8 | Referral lab test reference range:Find:Pt:Referral lab test:Nom: | Varies
2021-06-23 | ZW194 | Miscellaneous Prevention Genetics Lab | ZV194 | Reference Value | 19147-8 | Referral lab test reference range:Find:Pt:Referral lab test:Nom: | Varies
2021-06-23 | ZW196 | Misc National Jewish Health Mycobacteriology Test | ZV196 | Reference Value | 19147-8 | Referral lab test reference range:Find:Pt:Referral lab test:Nom: | Varies
2021-06-23 | ZW204 | Misc Cincinnati Childrens Hospital Medical Center | ZV204 | Reference Value | 19147-8 | Referral lab test reference range:Find:Pt:Referral lab test:Nom: | Varies
2021-06-23 | ZW206 | Misc. Seattle Children's Hospital Laboratories | ZV206 | Reference Value | 19147-8 | Referral lab test reference range:Find:Pt:Referral lab test:Nom: | Varies
2021-06-23 | ZW207 | Miscellaneous MD Anderson Cancer Center | ZV207 | Reference Value | 19147-8 | Referral lab test reference range:Find:Pt:Referral lab test:Nom: | Varies
2021-06-23 | ZW210 | Miscellaneous Univ of IA Molecular Otolaryngology | ZV210 | Reference Value | 19147-8 | Referral lab test reference range:Find:Pt:Referral lab test:Nom: | Varies
2021-06-23 | ZW214 | Miscellaneous Ocular Immunology Laboratory OHSU | ZV214 | Reference Value | 19147-8 | Referral lab test reference range:Find:Pt:Referral lab test:Nom: | Varies
2021-06-23 | ZW218 | Miscellaneous Laboratory For Molecular Medicine | ZV218 | Reference Value | 19147-8 | Referral lab test reference range:Find:Pt:Referral lab test:Nom: | Varies
2021-06-23 | ZW221 | Miscellaneous Baylor Medical Genetics Laboratories | ZV221 | Reference Value | 19147-8 | Referral lab test reference range:Find:Pt:Referral lab test:Nom: | Varies
2021-06-23 | ZW224 | Miscellaneous Revvity Omics | ZV224 | Reference Value | 19147-8 | Referral lab test reference range:Find:Pt:Referral lab test:Nom: | Varies
2021-06-23 | ZW227 | Miscellaneous National B Virus Resource Laboratory | ZV227 | Reference Value | 19147-8 | Referral lab test reference range:Find:Pt:Referral lab test:Nom: | Varies
2021-06-23 | ZW234 | Miscellaneous University of Alabama at Birmingham | ZV234 | Reference Value | 19147-8 | Referral lab test reference range:Find:Pt:Referral lab test:Nom: | Varies
2021-06-23 | ZW119 | Misc University of Florida Testing | ZV119 | Reference Value | 19147-8 | Referral lab test reference range:Find:Pt:Referral lab test:Nom:
2021-06-23 | ZW121 | Miscellaneous Versiti Wisconsin, Inc. | ZV121 | Reference Value | 19147-8 | Referral lab test reference range:Find:Pt:Referral lab test:Nom: | Varies
2021-06-23 | ZW127 | Miscellaneous Athena Testing | ZV127 | Reference Value | 19147-8 | Referral lab test reference range:Find:Pt:Referral lab test:Nom: | Varies
2021-06-23 | ZW128 | Miscellaneous University Hospital Clinical Lab Test | ZV128 | Reference Value | 19147-8 | Referral lab test reference range:Find:Pt:Referral lab test:Nom:
2021-06-23 | ZW131 | Miscellaneous Quest/Nichols Testing | ZV131 | Reference Value | 19147-8 | Referral lab test reference range:Find:Pt:Referral lab test:Nom:
2021-06-23 | ZW140 | Miscellaneous Child Med Ctr Dallas | ZV140 | Reference Value | 19147-8 | Referral lab test reference range:Find:Pt:Referral lab test:Nom: | Varies
2021-06-23 | ZW143 | Miscellaneous IMMCO Diagnostics | ZV143 | Reference Value | 19147-8 | Referral lab test reference range:Find:Pt:Referral lab test:Nom:
2021-06-23 | ZW146 | Misc Prometheus Laboratories Test | ZV146 | Reference Value | 19147-8 | Referral lab test reference range:Find:Pt:Referral lab test:Nom: | Varies
2021-06-23 | ZW149 | Misc Monogram Biosciences, Inc. | ZV149 | Reference Value | 19147-8 | Referral lab test reference range:Find:Pt:Referral lab test:Nom:
2021-06-23 | ZW153 | Misc Center for Human Genetics | ZV153 | Reference Value | 19147-8 | Referral lab test reference range:Find:Pt:Referral lab test:Nom:
2021-06-23 | ZW155 | Miscellaneous BioAgilytix Diagnostics | ZV155 | Reference Value | 19147-8 | Referral lab test reference range:Find:Pt:Referral lab test:Nom:
2021-06-23 | ZW163 | Miscellaneous Children's Hospital of Philadelphia (CHOP) | ZV163 | Reference Value | 19147-8 | Referral lab test reference range:Find:Pt:Referral lab test:Nom: | Varies
2021-06-23 | ZW166 | Miscellaneous Cincinnati Childs Hosp Center | ZV166 | Reference Value | 19147-8 | Referral lab test reference range:Find:Pt:Referral lab test:Nom: | Varies
2021-06-23 | ZW168 | Miscellaneous GeneDx, Inc. Testing | ZV168 | Reference Value | 19147-8 | Referral lab test reference range:Find:Pt:Referral lab test:Nom: | Varies
2021-06-23 | ZW172 | Miscellaneous Center for Genetic Testing at St. Francis | ZV172 | Reference Value | 19147-8 | Referral lab test reference range:Find:Pt:Referral lab test:Nom: | Varies
2021-06-23 | ZW175 | Miscellaneous Kennedy Krieger Institute | ZV175 | Reference Value | 19147-8 | Referral lab test reference range:Find:Pt:Referral lab test:Nom:
2021-06-23 | ZW179 | Misc Medical Neurogenetics, LLC | ZV179 | Reference Value | 19147-8 | Referral lab test reference range:Find:Pt:Referral lab test:Nom: | VARIES
2021-06-23 | ZW102 | Miscellaneous U of TX San Ant Test | ZV102 | Reference Value | 19147-8 | Referral lab test reference range:Find:Pt:Referral lab test:Nom:
2021-06-23 | ZW111 | Miscellaneous MiraVista Diagnostics | ZV111 | Reference Value | 19147-8 | Referral lab test reference range:Find:Pt:Referral lab test:Nom:
2021-06-23 | ZW113 | Miscellaneous LabCorp-RTP,NC | ZV113 | Reference Value | 19147-8 | Referral lab test reference range:Find:Pt:Referral lab test:Nom:
2021-06-23 | ZW51 | Miscellaneous Quest Testing | ZR51 | Result | 19146-0 | Referral lab test results:Find:Pt:Referral lab test:Nar:
2021-06-23 | ZW53 | Miscellaneous Baylor Institute of Metabolic Disease | ZR53 | Result | 19146-0 | Referral lab test results:Find:Pt:Referral lab test:Nar:
2021-06-23 | ZW57 | Miscellaneous Esoterix Coagulation | ZR57 | Result | 19146-0 | Referral lab test results:Find:Pt:Referral lab test:Nar:
2021-06-23 | ZW58 | Miscellaneous Duke University | ZR58 | Result | 19146-0 | Referral lab test results:Find:Pt:Referral lab test:Nar:
2021-06-23 | ZW59 | Misc Esoterix Endocrinology | ZR59 | Result | 19146-0 | Referral lab test results:Find:Pt:Referral lab test:Nar:
2021-06-23 | ZW61 | Miscellaneous University of Minnesota Outreach Laboratory | ZR61 | Result | 19146-0 | Referral lab test results:Find:Pt:Referral lab test:Nar:
2021-06-23 | ZW63 | Miscellaneous Esoterix Genetic Laboratories, LLC - MA | ZR63 | Result | 19146-0 | Referral lab test results:Find:Pt:Referral lab test:Nar:
2021-06-23 | ZW68 | Miscellaneous Greenwood Genetic Ctr | ZR68 | Result | 19146-0 | Referral lab test results:Find:Pt:Referral lab test:Nar:
2021-06-23 | ZW69 | Miscellaneous Eurofins Viracor | ZR69 | Result | 19146-0 | Referral lab test results:Find:Pt:Referral lab test:Nar:
2021-06-23 | ZW71 | Miscellaneous Inter Science Institute | ZR71 | Result | 19146-0 | Referral lab test results:Find:Pt:Referral lab test:Nar:
2021-06-23 | ZW73 | Misc Johns Hopkins-DACI Ref Lab | ZR73 | Result | 19146-0 | Referral lab test results:Find:Pt:Referral lab test:Nar:
2021-06-23 | ZW76 | Miscellaneous LabCorp of America | ZR76 | Result | 19146-0 | Referral lab test results:Find:Pt:Referral lab test:Nar:
2021-06-23 | ZW78 | Miscellaneous Medical Coll of WI | ZR78 | Result | 19146-0 | Referral lab test results:Find:Pt:Referral lab test:Nar:
2021-06-23 | ZW80 | Miscellaneous Medtox Laboratories, Inc. | ZR80 | Result | 19146-0 | Referral lab test results:Find:Pt:Referral lab test:Nar:
2021-06-23 | ZW83 | Miscellaneous Quest Diagnostics | ZR83 | Result | 19146-0 | Referral lab test results:Find:Pt:Referral lab test:Nar:
2021-06-23 | ZW85 | Miscellaneous National Jewish Health | ZR85 | Result | 19146-0 | Referral lab test results:Find:Pt:Referral lab test:Nar:
2021-06-23 | ZW86 | Miscellaneous NMS Testing | ZR86 | Result | 19146-0 | Referral lab test results:Find:Pt:Referral lab test:Nar:
2021-06-23 | ZW87 | Miscellaneous Palo Alto Testing | ZR87 | Result | 19146-0 | Referral lab test results:Find:Pt:Referral lab test:Nar:
2021-06-23 | ZW91 | Miscellaneous RFFIT Testing | ZR91 | Result | 19146-0 | Referral lab test results:Find:Pt:Referral lab test:Nar:
2021-06-23 | ZW96 | Miscellaneous Quest Diagnostics Valencia | ZR96 | Result | 19146-0 | Referral lab test results:Find:Pt:Referral lab test:Nar:
2021-06-23 | ZW99 | Miscellaneous Univ of AL-Metabolic Disease Lab | ZR99 | Result | 19146-0 | Referral lab test results:Find:Pt:Referral lab test:Nar:
2021-06-23 | ZW321 | Miscellaneous Next Molecular Analytics | ZR321 | Result | 19146-0 | Referral lab test results:Find:Pt:Referral lab test:Nar:
2021-06-23 | ZW3 | Miscellaneous MML Referral Test 3 | ZR3 | Result | 19146-0 | Referral lab test results:Find:Pt:Referral lab test:Nar:
2021-06-23 | ZW278 | Miscellaneous University of Washington Medical Center-Clinical Immunology Lab | ZR278 | Result | 19146-0 | Referral lab test results:Find:Pt:Referral lab test:Nar:
2021-06-23 | ZW288 | Miscellaneous UF Health Pathology Laboratories | ZR288 | Result | 19146-0 | Referral lab test results:Find:Pt:Referral lab test:Nar:
2021-06-23 | ZW282 | Miscellaneous University of Washington Medical Center (UW Virology Dept of Lab Medicine) | ZR282 | Result | 19146-0 | Referral lab test results:Find:Pt:Referral lab test:Nar:
2021-06-23 | ZW293 | Miscellaneous UPMC Molecular and Genomic Pathology | ZR293 | Result | 19146-0 | Referral lab test results:Find:Pt:Referral lab test:Nar:
2021-06-23 | ZW299 | Miscellaneous Childrens Hospital Los Angeles | ZR299 | Result | 19146-0 | Referral lab test results:Find:Pt:Referral lab test:Nar:
2021-06-23 | ZW300 | Miscellaneous Karius Laboratory | ZR300 | Result | 19146-0 | Referral lab test results:Find:Pt:Referral lab test:Nar:
2021-06-23 | ZW298 | Miscellaneous IntrinsicDx | ZR298 | Result | 19146-0 | Referral lab test results:Find:Pt:Referral lab test:Nar:
2021-06-23 | ZW305 | Misc Washington University Neuromuscular Clinical Lab | ZR305 | Result | 19146-0 | Referral lab test results:Find:Pt:Referral lab test:Nar:
2021-06-23 | ZW280 | Miscellaneous University of Washington Medical Center (Molecular Diagnosis Clinical Microbiology Lab) | ZR280 | Result | 19146-0 | Referral lab test results:Find:Pt:Referral lab test:Nar:
2021-06-23 | ZW214 | Miscellaneous Ocular Immunology Laboratory OHSU | ZR214 | Result | 19146-0 | Referral lab test results:Find:Pt:Referral lab test:Nar: | Varies
2021-06-23 | ZW218 | Miscellaneous Laboratory For Molecular Medicine | ZR218 | Result | 19146-0 | Referral lab test results:Find:Pt:Referral lab test:Nar: | Varies
2021-06-23 | ZW221 | Miscellaneous Baylor Medical Genetics Laboratories | ZR221 | Result | 19146-0 | Referral lab test results:Find:Pt:Referral lab test:Nar: | Varies
2021-06-23 | ZW224 | Miscellaneous Revvity Omics | ZR224 | Result | 19146-0 | Referral lab test results:Find:Pt:Referral lab test:Nar: | Varies
2021-06-23 | ZW227 | Miscellaneous National B Virus Resource Laboratory | ZR227 | Result | 19146-0 | Referral lab test results:Find:Pt:Referral lab test:Nar: | Varies
2021-06-23 | ZW234 | Miscellaneous University of Alabama at Birmingham | ZR234 | Result | 19146-0 | Referral lab test results:Find:Pt:Referral lab test:Nar: | Varies
2021-06-23 | ZW238 | Miscellaneous University of Southern California Endocrine Laboratories | ZR238 | Result | 19146-0 | Referral lab test results:Find:Pt:Referral lab test:Nar: | Varies
2021-06-23 | ZW239 | Miscellaneous Cincinnati Children's Hospital Medical Center-Hematology/Oncology | ZR239 | Result | 19146-0 | Referral lab test results:Find:Pt:Referral lab test:Nar: | Varies
2021-06-23 | ZW242 | Miscellaneous ARUP Testing | ZR242 | Result | 19146-0 | Referral lab test results:Find:Pt:Referral lab test:Nar:
2021-06-23 | ZW246 | Miscellaneous Childrens Hospital of Colorado Testing | ZR246 | Result | 19146-0 | Referral lab test results:Find:Pt:Referral lab test:Nar: | Varies
2021-06-23 | ZW266 | Miscellaneous Machaon Diagnostics | ZR266 | Result | 19146-0 | Referral lab test results:Find:Pt:Referral lab test:Nar:
2021-06-23 | FCYNB | Cyanide, Blood Test | Z5240 | Reporting Limit | 19147-8 | Referral lab test reference range:Find:Pt:Referral lab test:Nom: | High Performance Liquid Chromatography/Tandem Mass Spectrometry (LC/MS/MS)
2021-06-23 | FNALO | Naloxone - Total (Conjugated/Unconjugated), Screen, Urine | Z1409 | Reporting Limit | 19147-8 | Referral lab test reference range:Find:Pt:Referral lab test:Nom: | High Performance Liquid Chromatography/Tandem Mass Spectrometry (LC-MS/MS)
2021-06-23 | FNALO | Naloxone - Total (Conjugated/Unconjugated), Screen, Urine | Z1411 | Reporting Limit | 19147-8 | Referral lab test reference range:Find:Pt:Referral lab test:Nom: | High Performance Liquid Chromatography/Tandem Mass Spectrometry (LC-MS/MS)
2021-06-23 | BOAC | Boron, Serum/Plasma | Z1470 | Reporting Limit | 19147-8 | Referral lab test reference range:Find:Pt:Referral lab test:Nom: | Inductively Coupled Plasma/Optical Emission Spectrometry (ICP/OES)
2021-06-23 | FALBU | Albuterol, Serum/Plasma | Z1856 | Reporting Limit | 19147-8 | Referral lab test reference range:Find:Pt:Referral lab test:Nom: | High Performance Liquid Chromatography/Tandem Mass Spectrometry (LC/MS/MS)
2021-06-23 | FNAD | Nadolol, Serum/Plasma | Z1867 | Reporting Limit | 19147-8 | Referral lab test reference range:Find:Pt:Referral lab test:Nom: | High Performance Liquid Chromatography/Tandem Mass Spectrometry (LC-MS/MS)
2021-06-23 | FPROP | Propofol, Serum/Plasma | Z1869 | Reporting Limit | 19147-8 | Referral lab test reference range:Find:Pt:Referral lab test:Nom: | Gas Chromatography (GC)
2021-06-23 | FPYD | Pyridostigmine, Serum/Plasma | Z1870 | Reporting Limit | 19147-8 | Referral lab test reference range:Find:Pt:Referral lab test:Nom: | Gas Chromatography (GC)
2021-06-23 | FROPI | Ropivacaine, Serum/Plasma | Z2297 | Reporting Limit | 19147-8 | Referral lab test reference range:Find:Pt:Referral lab test:Nom: | High Performance Liquid Chromatography/ Tandem Mass Spectrometry LC-MS/MS
2021-06-23 | FURA | Uranium, Urine | Z1874 | Reporting Limit | 19147-8 | Referral lab test reference range:Find:Pt:Referral lab test:Nom: | Inductively Coupled Plasma-Mass Spectrometry (ICP-MS)
2021-06-23 | HIPA | Hippuric Acid, Urine | Z1341 | Reporting Limit | 19147-8 | Referral lab test reference range:Find:Pt:Referral lab test:Nom: | Colorimetry (C) High Performance Liquid Chromatography/Tandem Mass Spectrometry (LC-MS/MS)
2021-06-23 | HIPA | Hippuric Acid, Urine | Z1342 | Reporting Limit | 19147-8 | Referral lab test reference range:Find:Pt:Referral lab test:Nom: | Colorimetry (C) High Performance Liquid Chromatography/Tandem Mass Spectrometry (LC-MS/MS)
2021-06-23 | HIPA | Hippuric Acid, Urine | Z1343 | Reporting Limit | 19147-8 | Referral lab test reference range:Find:Pt:Referral lab test:Nom: | Colorimetry (C) High Performance Liquid Chromatography/Tandem Mass Spectrometry (LC-MS/MS)
2021-06-23 | FENTX | Fentanyl with Metabolite Confirmation, Chain of Custody, Random, Urine | 36653 | Fentanyl Immunoassay Screen | 59673-4 | fentaNYL:PrThr:Pt:Urine:Ord:Screen | Immunoassay/Liquid Chromatography Tandem Mass Spectrometry (LC-MS/MS)
2021-06-23 | IN16Q | CBFB::MYH11 Inversion(16), Quantitative Detection and Minimal Disease Risk Monitoring, qRT-PCR, Varies | 614375 | Signing Pathologist | 19139-5 | Pathologist name:Pn:Pt:Provider:Nom: | Quantitative Real-Time Reverse Transcription Polymerase Chain Reaction (qRT-PCR)
2021-06-23 | IN16Q | CBFB::MYH11 Inversion(16), Quantitative Detection and Minimal Disease Risk Monitoring, qRT-PCR, Varies | MP057 | Specimen Type | 31208-2 | Specimen source:Prid:Pt:XXX:Nom: | Quantitative Real-Time Reverse Transcription Polymerase Chain Reaction (qRT-PCR)
2021-06-22 | CIFA | Cutaneous Immunofluorescence Antibodies, IgA, Serum | 610632 | Other | 48767-8 | Annotation comment:Imp:Pt:{system}:Nar: | Indirect Immunofluorescence Assay (IFA)
2021-06-21 | CRDPS | Creatine Disorders Panel, Serum | 608081 | Creatine/Creatinine | In Process |  | Liquid Chromatography Tandem Mass Spectrometry (LC-MS/MS)
2021-06-21 | CRDPS | Creatine Disorders Panel, Serum | 610857 | Guanidinoacetate/Creatine | In Process |  | Liquid Chromatography Tandem Mass Spectrometry (LC-MS/MS)
2021-06-21 | CRDPS | Creatine Disorders Panel, Serum | 610858 | Guanidinoacetate/Creatinine | In Process |  | Liquid Chromatography Tandem Mass Spectrometry (LC-MS/MS)
2021-06-21 | CRDPP | Creatine Disorders Panel, Plasma | 608072 | Creatine | 15045-8 | Creatine:SCnc:Pt:Ser/Plas:Qn: | Liquid Chromatography Tandem Mass Spectrometry (LC-MS/MS)
2021-06-21 | CRDPP | Creatine Disorders Panel, Plasma | 608073 | Creatinine | 14682-9 | Creatinine:SCnc:Pt:Ser/Plas:Qn: | Liquid Chromatography Tandem Mass Spectrometry (LC-MS/MS)
2021-06-21 | CRDPP | Creatine Disorders Panel, Plasma | 608074 | Guanidinoacetate | 33244-5 | Guanidinoacetate:SCnc:Pt:Ser/Plas:Qn: | Liquid Chromatography Tandem Mass Spectrometry (LC-MS/MS)
2021-06-21 | CRDPS | Creatine Disorders Panel, Serum | 608078 | Creatine | 15045-8 | Creatine:SCnc:Pt:Ser/Plas:Qn: | Liquid Chromatography Tandem Mass Spectrometry (LC-MS/MS)
2021-06-21 | CRDPS | Creatine Disorders Panel, Serum | 608079 | Creatinine | 14682-9 | Creatinine:SCnc:Pt:Ser/Plas:Qn: | Liquid Chromatography Tandem Mass Spectrometry (LC-MS/MS)
2021-06-21 | CRDPS | Creatine Disorders Panel, Serum | 608080 | Guanidinoacetate | 33244-5 | Guanidinoacetate:SCnc:Pt:Ser/Plas:Qn: | Liquid Chromatography Tandem Mass Spectrometry (LC-MS/MS)
2021-06-18 | CRDPS | Creatine Disorders Panel, Serum | 608077 | Interpretation | 59462-2 | Clinical biochemist review:Imp:Pt:XXX:Nar: | Liquid Chromatography Tandem Mass Spectrometry (LC-MS/MS)
2021-06-18 | CRDPP | Creatine Disorders Panel, Plasma | 608076 | Reviewed By | 18771-6 | Provider.signing name:Pn:Pt:Report:Nom: | Liquid Chromatography Tandem Mass Spectrometry (LC-MS/MS)
2021-06-18 | CRDPS | Creatine Disorders Panel, Serum | 608082 | Reviewed By | 18771-6 | Provider.signing name:Pn:Pt:Report:Nom: | Liquid Chromatography Tandem Mass Spectrometry (LC-MS/MS)
2021-06-18 | UIOD | Iodine, 24 Hour, Urine | 614369 | Iodine Concentration | 26842-5 | Iodine:MCnc:24H:Urine:Qn: | Inductively Coupled Plasma Mass Spectrometry (ICP-MS)
2021-06-17 | LNORO | Norovirus PCR, Molecular Detection, Feces | 47553 | Norovirus G2 PCR | 54906-3 | Norovirus genogroup II RNA:PrThr:Pt:Stool:Ord:Probe.amp.tar | Real-Time Polymerase Chain Reaction (PCR)/RNA Probe Hybridization
2021-06-17 | LNORO | Norovirus PCR, Molecular Detection, Feces | 65170 | Norovirus G1 PCR | 54905-5 | Norovirus genogroup I RNA:PrThr:Pt:Stool:Ord:Probe.amp.tar | Real-Time Polymerase Chain Reaction (PCR)/RNA Probe Hybridization
2021-06-17 | ZW2 | Miscellaneous MML Referral Test 2 | ZR2 | Result | 19146-0 | Referral lab test results:Find:Pt:Referral lab test:Nar:
2021-06-17 | ZW190 | Miscellaneous Nemours Children's Health-Gastroenterology | ZR190 | Result | 19146-0 | Referral lab test results:Find:Pt:Referral lab test:Nar: | Varies
2021-06-17 | ZW191 | Miscellaneous University of Texas Health Center at Tyler Microbiology | ZR191 | Result | 19146-0 | Referral lab test results:Find:Pt:Referral lab test:Nar: | Varies
2021-06-17 | ZW193 | Miscellaneous HNL Genomics | ZR193 | Result | 19146-0 | Referral lab test results:Find:Pt:Referral lab test:Nar: | Varies
2021-06-17 | ZW194 | Miscellaneous Prevention Genetics Lab | ZR194 | Result | 19146-0 | Referral lab test results:Find:Pt:Referral lab test:Nar: | Varies
2021-06-17 | ZW196 | Misc National Jewish Health Mycobacteriology Test | ZR196 | Result | 19146-0 | Referral lab test results:Find:Pt:Referral lab test:Nar: | Varies
2021-06-17 | ZW204 | Misc Cincinnati Childrens Hospital Medical Center | ZR204 | Result | 19146-0 | Referral lab test results:Find:Pt:Referral lab test:Nar: | Varies
2021-06-17 | ZW206 | Misc. Seattle Children's Hospital Laboratories | ZR206 | Result | 19146-0 | Referral lab test results:Find:Pt:Referral lab test:Nar: | Varies
2021-06-17 | ZW207 | Miscellaneous MD Anderson Cancer Center | ZR207 | Result | 19146-0 | Referral lab test results:Find:Pt:Referral lab test:Nar: | Varies
2021-06-17 | ZW210 | Miscellaneous Univ of IA Molecular Otolaryngology | ZR210 | Result | 19146-0 | Referral lab test results:Find:Pt:Referral lab test:Nar: | Varies
2021-06-17 | ZW146 | Misc Prometheus Laboratories Test | ZR146 | Result | 19146-0 | Referral lab test results:Find:Pt:Referral lab test:Nar: | Varies
2021-06-17 | ZW149 | Misc Monogram Biosciences, Inc. | ZR149 | Result | 19146-0 | Referral lab test results:Find:Pt:Referral lab test:Nar:
2021-06-17 | ZW153 | Misc Center for Human Genetics | ZR153 | Result | 19146-0 | Referral lab test results:Find:Pt:Referral lab test:Nar:
2021-06-17 | ZW155 | Miscellaneous BioAgilytix Diagnostics | ZR155 | Result | 19146-0 | Referral lab test results:Find:Pt:Referral lab test:Nar:
2021-06-17 | ZW163 | Miscellaneous Children's Hospital of Philadelphia (CHOP) | ZR163 | Result | 19146-0 | Referral lab test results:Find:Pt:Referral lab test:Nar: | Varies
2021-06-17 | ZW166 | Miscellaneous Cincinnati Childs Hosp Center | ZR166 | Result | 19146-0 | Referral lab test results:Find:Pt:Referral lab test:Nar: | Varies
2021-06-17 | ZW168 | Miscellaneous GeneDx, Inc. Testing | ZR168 | Result | 19146-0 | Referral lab test results:Find:Pt:Referral lab test:Nar: | Varies
2021-06-17 | ZW172 | Miscellaneous Center for Genetic Testing at St. Francis | ZR172 | Result | 19146-0 | Referral lab test results:Find:Pt:Referral lab test:Nar: | Varies
2021-06-17 | ZW175 | Miscellaneous Kennedy Krieger Institute | ZR175 | Result | 19146-0 | Referral lab test results:Find:Pt:Referral lab test:Nar:
2021-06-17 | ZW179 | Misc Medical Neurogenetics, LLC | ZR179 | Result | 19146-0 | Referral lab test results:Find:Pt:Referral lab test:Nar: | VARIES
2021-06-17 | ZW185 | Miscellaneous Ambry Genetics | ZR185 | Result | 19146-0 | Referral lab test results:Find:Pt:Referral lab test:Nar:
2021-06-17 | ZW186 | Miscellaneous University of Chicago Genetics Sernices | ZR186 | Result | 19146-0 | Referral lab test results:Find:Pt:Referral lab test:Nar:
2021-06-17 | ZW187 | Miscellaneous University of Iowa Diagnostic Labs | ZR187 | Result | 19146-0 | Referral lab test results:Find:Pt:Referral lab test:Nar:
2021-06-17 | ZW10 | Miscellaneous Chemistry Testing, Varies | ZR10 | Result | 19146-0 | Referral lab test results:Find:Pt:Referral lab test:Nar:
2021-06-17 | ZW102 | Miscellaneous U of TX San Ant Test | ZR102 | Result | 19146-0 | Referral lab test results:Find:Pt:Referral lab test:Nar:
2021-06-17 | ZW111 | Miscellaneous MiraVista Diagnostics | ZR111 | Result | 19146-0 | Referral lab test results:Find:Pt:Referral lab test:Nar:
2021-06-17 | ZW113 | Miscellaneous LabCorp-RTP,NC | ZR113 | Result | 19146-0 | Referral lab test results:Find:Pt:Referral lab test:Nar:
2021-06-17 | ZW119 | Misc University of Florida Testing | ZR119 | Result | 19146-0 | Referral lab test results:Find:Pt:Referral lab test:Nar:
2021-06-17 | ZW121 | Miscellaneous Versiti Wisconsin, Inc. | ZR121 | Result | 19146-0 | Referral lab test results:Find:Pt:Referral lab test:Nar: | Varies
2021-06-17 | ZW127 | Miscellaneous Athena Testing | ZR127 | Result | 19146-0 | Referral lab test results:Find:Pt:Referral lab test:Nar: | Varies
2021-06-17 | ZW128 | Miscellaneous University Hospital Clinical Lab Test | ZR128 | Result | 19146-0 | Referral lab test results:Find:Pt:Referral lab test:Nar:
2021-06-17 | ZW131 | Miscellaneous Quest/Nichols Testing | ZR131 | Result | 19146-0 | Referral lab test results:Find:Pt:Referral lab test:Nar:
2021-06-17 | ZW140 | Miscellaneous Child Med Ctr Dallas | ZR140 | Result | 19146-0 | Referral lab test results:Find:Pt:Referral lab test:Nar: | Varies
2021-06-17 | ZW143 | Miscellaneous IMMCO Diagnostics | ZR143 | Result | 19146-0 | Referral lab test results:Find:Pt:Referral lab test:Nar:
2021-06-17 | ZW124 | Miscellaneous Sequenom | ZR124 | Result | 19146-0 | Referral lab test results:Find:Pt:Referral lab test:Nar:
2021-06-17 | SCT2 | Miscellaneous Biochemical Genetics Testing | BG578 | Result | 19146-0 | Referral lab test results:Find:Pt:Referral lab test:Nar:
2021-06-17 | ZW51 | Miscellaneous Quest Testing | ZT51 | Test Name | 19145-2 | Referral lab test name:Type:Pt:Referral lab test:Nar:
2021-06-17 | ZW53 | Miscellaneous Baylor Institute of Metabolic Disease | ZT53 | Test Name | 19145-2 | Referral lab test name:Type:Pt:Referral lab test:Nar:
2021-06-17 | ZW57 | Miscellaneous Esoterix Coagulation | ZT57 | Test Name | 19145-2 | Referral lab test name:Type:Pt:Referral lab test:Nar:
2021-06-17 | ZW58 | Miscellaneous Duke University | ZT58 | Test Name | 19145-2 | Referral lab test name:Type:Pt:Referral lab test:Nar:
2021-06-17 | ZW59 | Misc Esoterix Endocrinology | ZT59 | Test Name | 19145-2 | Referral lab test name:Type:Pt:Referral lab test:Nar:
2021-06-17 | ZW61 | Miscellaneous University of Minnesota Outreach Laboratory | ZT61 | Test Name | 19145-2 | Referral lab test name:Type:Pt:Referral lab test:Nar:
2021-06-17 | ZW63 | Miscellaneous Esoterix Genetic Laboratories, LLC - MA | ZT63 | Test Name | 19145-2 | Referral lab test name:Type:Pt:Referral lab test:Nar:
2021-06-17 | ZW68 | Miscellaneous Greenwood Genetic Ctr | ZT68 | Test Name | 19145-2 | Referral lab test name:Type:Pt:Referral lab test:Nar:
2021-06-17 | ZW69 | Miscellaneous Eurofins Viracor | ZT69 | Test Name | 19145-2 | Referral lab test name:Type:Pt:Referral lab test:Nar:
2021-06-17 | ZW71 | Miscellaneous Inter Science Institute | ZT71 | Test Name | 19145-2 | Referral lab test name:Type:Pt:Referral lab test:Nar:
2021-06-17 | ZW73 | Misc Johns Hopkins-DACI Ref Lab | ZT73 | Test Name | 19145-2 | Referral lab test name:Type:Pt:Referral lab test:Nar:
2021-06-17 | ZW76 | Miscellaneous LabCorp of America | ZT76 | Test Name | 19145-2 | Referral lab test name:Type:Pt:Referral lab test:Nar:
2021-06-17 | ZW78 | Miscellaneous Medical Coll of WI | ZT78 | Test Name | 19145-2 | Referral lab test name:Type:Pt:Referral lab test:Nar:
2021-06-17 | ZW80 | Miscellaneous Medtox Laboratories, Inc. | ZT80 | Test Name | 19145-2 | Referral lab test name:Type:Pt:Referral lab test:Nar:
2021-06-17 | ZW83 | Miscellaneous Quest Diagnostics | ZT83 | Test Name | 19145-2 | Referral lab test name:Type:Pt:Referral lab test:Nar:
2021-06-17 | ZW85 | Miscellaneous National Jewish Health | ZT85 | Test Name | 19145-2 | Referral lab test name:Type:Pt:Referral lab test:Nar:
2021-06-17 | ZW86 | Miscellaneous NMS Testing | ZT86 | Test Name | 19145-2 | Referral lab test name:Type:Pt:Referral lab test:Nar:
2021-06-17 | ZW87 | Miscellaneous Palo Alto Testing | ZT87 | Test Name | 19145-2 | Referral lab test name:Type:Pt:Referral lab test:Nar:
2021-06-17 | ZW91 | Miscellaneous RFFIT Testing | ZT91 | Test Name | 19145-2 | Referral lab test name:Type:Pt:Referral lab test:Nar:
2021-06-17 | ZW96 | Miscellaneous Quest Diagnostics Valencia | ZT96 | Test Name | 19145-2 | Referral lab test name:Type:Pt:Referral lab test:Nar:
2021-06-17 | ZW99 | Miscellaneous Univ of AL-Metabolic Disease Lab | ZT99 | Test Name | 19145-2 | Referral lab test name:Type:Pt:Referral lab test:Nar:
2021-06-17 | ZW3 | Miscellaneous MML Referral Test 3 | ZT3 | Test Name | 19145-2 | Referral lab test name:Type:Pt:Referral lab test:Nar:
2021-06-17 | ZW299 | Miscellaneous Childrens Hospital Los Angeles | ZT299 | Test Name | 19145-2 | Referral lab test name:Type:Pt:Referral lab test:Nar:
2021-06-17 | ZW300 | Miscellaneous Karius Laboratory | ZT300 | Test Name | 19145-2 | Referral lab test name:Type:Pt:Referral lab test:Nar:
2021-06-17 | ZW298 | Miscellaneous IntrinsicDx | ZT298 | Test Name | 19145-2 | Referral lab test name:Type:Pt:Referral lab test:Nar:
2021-06-17 | ZW305 | Misc Washington University Neuromuscular Clinical Lab | ZT305 | Test Name | 19145-2 | Referral lab test name:Type:Pt:Referral lab test:Nar:
2021-06-17 | ZW321 | Miscellaneous Next Molecular Analytics | ZT321 | Test Name | 19145-2 | Referral lab test name:Type:Pt:Referral lab test:Nar:
2021-06-17 | ZW278 | Miscellaneous University of Washington Medical Center-Clinical Immunology Lab | ZT278 | Test Name | 19145-2 | Referral lab test name:Type:Pt:Referral lab test:Nar:
2021-06-17 | ZW288 | Miscellaneous UF Health Pathology Laboratories | ZT288 | Test Name | 19145-2 | Referral lab test name:Type:Pt:Referral lab test:Nar:
2021-06-17 | ZW282 | Miscellaneous University of Washington Medical Center (UW Virology Dept of Lab Medicine) | ZT282 | Test Name | 19145-2 | Referral lab test name:Type:Pt:Referral lab test:Nar:
2021-06-17 | ZW293 | Miscellaneous UPMC Molecular and Genomic Pathology | ZT293 | Test Name | 19145-2 | Referral lab test name:Type:Pt:Referral lab test:Nar:
2021-06-17 | ZW280 | Miscellaneous University of Washington Medical Center (Molecular Diagnosis Clinical Microbiology Lab) | ZT280 | Test Name | 19145-2 | Referral lab test name:Type:Pt:Referral lab test:Nar:
2021-06-17 | ZW221 | Miscellaneous Baylor Medical Genetics Laboratories | ZT221 | Test Name | 19145-2 | Referral lab test name:Type:Pt:Referral lab test:Nar: | Varies
2021-06-17 | ZW224 | Miscellaneous Revvity Omics | ZT224 | Test Name | 19145-2 | Referral lab test name:Type:Pt:Referral lab test:Nar: | Varies
2021-06-17 | ZW227 | Miscellaneous National B Virus Resource Laboratory | ZT227 | Test Name | 19145-2 | Referral lab test name:Type:Pt:Referral lab test:Nar: | Varies
2021-06-17 | ZW234 | Miscellaneous University of Alabama at Birmingham | ZT234 | Test Name | 19145-2 | Referral lab test name:Type:Pt:Referral lab test:Nar: | Varies
2021-06-17 | ZW238 | Miscellaneous University of Southern California Endocrine Laboratories | ZT238 | Test Name | 19145-2 | Referral lab test name:Type:Pt:Referral lab test:Nar: | Varies
2021-06-17 | ZW239 | Miscellaneous Cincinnati Children's Hospital Medical Center-Hematology/Oncology | ZT239 | Test Name | 19145-2 | Referral lab test name:Type:Pt:Referral lab test:Nar: | Varies
2021-06-17 | ZW242 | Miscellaneous ARUP Testing | ZT242 | Test Name | 19145-2 | Referral lab test name:Type:Pt:Referral lab test:Nar:
2021-06-17 | ZW246 | Miscellaneous Childrens Hospital of Colorado Testing | ZT246 | Test Name | 19145-2 | Referral lab test name:Type:Pt:Referral lab test:Nar: | Varies
2021-06-17 | ZW266 | Miscellaneous Machaon Diagnostics | ZT266 | Test Name | 19145-2 | Referral lab test name:Type:Pt:Referral lab test:Nar:
2021-06-17 | ZW2 | Miscellaneous MML Referral Test 2 | ZT2 | Test Name | 19145-2 | Referral lab test name:Type:Pt:Referral lab test:Nar:
2021-06-17 | ZW185 | Miscellaneous Ambry Genetics | ZT185 | Test Name | 19145-2 | Referral lab test name:Type:Pt:Referral lab test:Nar:
2021-06-17 | ZW186 | Miscellaneous University of Chicago Genetics Sernices | ZT186 | Test Name | 19145-2 | Referral lab test name:Type:Pt:Referral lab test:Nar:
2021-06-17 | ZW187 | Miscellaneous University of Iowa Diagnostic Labs | ZT187 | Test Name | 19145-2 | Referral lab test name:Type:Pt:Referral lab test:Nar:
2021-06-17 | ZW190 | Miscellaneous Nemours Children's Health-Gastroenterology | ZT190 | Test Name | 19145-2 | Referral lab test name:Type:Pt:Referral lab test:Nar: | Varies
2021-06-17 | ZW191 | Miscellaneous University of Texas Health Center at Tyler Microbiology | ZT191 | Test Name | 19145-2 | Referral lab test name:Type:Pt:Referral lab test:Nar: | Varies
2021-06-17 | ZW193 | Miscellaneous HNL Genomics | ZT193 | Test Name | 19145-2 | Referral lab test name:Type:Pt:Referral lab test:Nar: | Varies
2021-06-17 | ZW194 | Miscellaneous Prevention Genetics Lab | ZT194 | Test Name | 19145-2 | Referral lab test name:Type:Pt:Referral lab test:Nar: | Varies
2021-06-17 | ZW196 | Misc National Jewish Health Mycobacteriology Test | ZT196 | Test Name | 19145-2 | Referral lab test name:Type:Pt:Referral lab test:Nar: | Varies
2021-06-17 | ZW204 | Misc Cincinnati Childrens Hospital Medical Center | ZT204 | Test Name | 19145-2 | Referral lab test name:Type:Pt:Referral lab test:Nar: | Varies
2021-06-17 | ZW206 | Misc. Seattle Children's Hospital Laboratories | ZT206 | Test Name | 19145-2 | Referral lab test name:Type:Pt:Referral lab test:Nar: | Varies
2021-06-17 | ZW207 | Miscellaneous MD Anderson Cancer Center | ZT207 | Test Name | 19145-2 | Referral lab test name:Type:Pt:Referral lab test:Nar: | Varies
2021-06-17 | ZW210 | Miscellaneous Univ of IA Molecular Otolaryngology | ZT210 | Test Name | 19145-2 | Referral lab test name:Type:Pt:Referral lab test:Nar: | Varies
2021-06-17 | ZW214 | Miscellaneous Ocular Immunology Laboratory OHSU | ZT214 | Test Name | 19145-2 | Referral lab test name:Type:Pt:Referral lab test:Nar: | Varies
2021-06-17 | ZW218 | Miscellaneous Laboratory For Molecular Medicine | ZT218 | Test Name | 19145-2 | Referral lab test name:Type:Pt:Referral lab test:Nar: | Varies
2021-06-17 | ZW131 | Miscellaneous Quest/Nichols Testing | ZT131 | Test Name | 19145-2 | Referral lab test name:Type:Pt:Referral lab test:Nar:
2021-06-17 | ZW140 | Miscellaneous Child Med Ctr Dallas | ZT140 | Test Name | 19145-2 | Referral lab test name:Type:Pt:Referral lab test:Nar: | Varies
2021-06-17 | ZW143 | Miscellaneous IMMCO Diagnostics | ZT143 | Test Name | 19145-2 | Referral lab test name:Type:Pt:Referral lab test:Nar:
2021-06-17 | ZW146 | Misc Prometheus Laboratories Test | ZT146 | Test Name | 19145-2 | Referral lab test name:Type:Pt:Referral lab test:Nar: | Varies
2021-06-17 | ZW149 | Misc Monogram Biosciences, Inc. | ZT149 | Test Name | 19145-2 | Referral lab test name:Type:Pt:Referral lab test:Nar:
2021-06-17 | ZW153 | Misc Center for Human Genetics | ZT153 | Test Name | 19145-2 | Referral lab test name:Type:Pt:Referral lab test:Nar:
2021-06-17 | ZW155 | Miscellaneous BioAgilytix Diagnostics | ZT155 | Test Name | 19145-2 | Referral lab test name:Type:Pt:Referral lab test:Nar:
2021-06-17 | ZW163 | Miscellaneous Children's Hospital of Philadelphia (CHOP) | ZT163 | Test Name | 19145-2 | Referral lab test name:Type:Pt:Referral lab test:Nar: | Varies
2021-06-17 | ZW166 | Miscellaneous Cincinnati Childs Hosp Center | ZT166 | Test Name | 19145-2 | Referral lab test name:Type:Pt:Referral lab test:Nar: | Varies
2021-06-17 | ZW168 | Miscellaneous GeneDx, Inc. Testing | ZT168 | Test Name | 19145-2 | Referral lab test name:Type:Pt:Referral lab test:Nar: | Varies
2021-06-17 | ZW172 | Miscellaneous Center for Genetic Testing at St. Francis | ZT172 | Test Name | 19145-2 | Referral lab test name:Type:Pt:Referral lab test:Nar: | Varies
2021-06-17 | ZW175 | Miscellaneous Kennedy Krieger Institute | ZT175 | Test Name | 19145-2 | Referral lab test name:Type:Pt:Referral lab test:Nar:
2021-06-17 | ZW179 | Misc Medical Neurogenetics, LLC | ZT179 | Test Name | 19145-2 | Referral lab test name:Type:Pt:Referral lab test:Nar: | VARIES
2021-06-17 | ZW10 | Miscellaneous Chemistry Testing, Varies | ZT10 | TEST NAME | 19145-2 | Referral lab test name:Type:Pt:Referral lab test:Nar:
2021-06-17 | ZW102 | Miscellaneous U of TX San Ant Test | ZT102 | Test Name | 19145-2 | Referral lab test name:Type:Pt:Referral lab test:Nar:
2021-06-17 | ZW111 | Miscellaneous MiraVista Diagnostics | ZT111 | Test Name | 19145-2 | Referral lab test name:Type:Pt:Referral lab test:Nar:
2021-06-17 | ZW113 | Miscellaneous LabCorp-RTP,NC | ZT113 | Test Name | 19145-2 | Referral lab test name:Type:Pt:Referral lab test:Nar:
2021-06-17 | ZW119 | Misc University of Florida Testing | ZT119 | Test Name | 19145-2 | Referral lab test name:Type:Pt:Referral lab test:Nar:
2021-06-17 | ZW121 | Miscellaneous Versiti Wisconsin, Inc. | ZT121 | Test Name | 19145-2 | Referral lab test name:Type:Pt:Referral lab test:Nar: | Varies
2021-06-17 | ZW127 | Miscellaneous Athena Testing | ZT127 | Test Name | 19145-2 | Referral lab test name:Type:Pt:Referral lab test:Nar: | Varies
2021-06-17 | ZW128 | Miscellaneous University Hospital Clinical Lab Test | ZT128 | Test Name | 19145-2 | Referral lab test name:Type:Pt:Referral lab test:Nar:
2021-06-17 | ZW124 | Miscellaneous Sequenom | ZT124 | Test Name | 19145-2 | Referral lab test name:Type:Pt:Referral lab test:Nar:
2021-06-17 | SCT2 | Miscellaneous Biochemical Genetics Testing | TN004 | Test Name | 19145-2 | Referral lab test name:Type:Pt:Referral lab test:Nar:
2021-06-17 | LPALD | Lipoprotein (a) and Low-Density Lipoprotein Cholesterol, Serum | 614917 | LDL Chol (Beta-Quantification), S | 18261-8 | Cholesterol.in LDL:MCnc:Pt:Ser/Plas.ultracentrifugate:Qn: | Lipoprotein (a) Cholesterol: Electrophoresis/Enzyme Staining/Densitometry Low-Density Lipoprotein Cholesterol: Ultracentrifugation/Selective Precipitation/Enzymatic Colorimetric (Beta-Quantification)
2021-06-17 | NGAMT | MayoComplete Acute Myeloid Leukemia, Therapeutic Gene Mutation Panel (FLT3, IDH1, IDH2, TP53), Next-Generation Sequencing, Varies | 601704 | Method Summary | 85069-3 | Lab test method:Type:Pt:Specimen:Nom:* | Next-Generation Sequencing (NGS)
2021-06-17 | NGSFX | Reanalysis of Acute Myeloid Leukemia 4- or 11- Gene Panels, Additional Genes | 601691 | Method Summary | 85069-3 | Lab test method:Type:Pt:Specimen:Nom:* | Only orderable as a reflex. For more information, see: -NGAMT / Acute Myeloid Leukemia, Therapeutic Gene Mutation Panel (FLT3, IDH1, IDH2, TP53) Next-Generation Sequencing, Varies -NGAML / Acute Myeloid Leukemia, 11-Gene Panel, Varies. Next-Generation Sequencing (NGS)
2021-06-17 | NGAML | MayoComplete Acute Myeloid Leukemia, 11-Gene Panel, Varies | 43492 | Method Summary | 85069-3 | Lab test method:Type:Pt:Specimen:Nom:* | Next-Generation Sequencing (NGS)
2021-06-17 | DCTR | Direct Antiglobulin Test (Polyspecific), Blood | DCTR | Direct Antiglobulin Test (Poly) | 1007-4 | Direct antiglobulin test.polyspecific reagent:PrThr:Pt:RBC:Ord: | Hemagglutination
2021-06-17 | FCARO | Carotene, Beta | FCARO | Carotene, Beta | 2053-7 | Carotene:MCnc:Pt:Ser/Plas:Qn: | High-pressure liquid chromatography (HPLC)
2021-06-16 | TLYME | Lyme IgM and IgG, Whole Cell Sonicate, ELISA, Serum | LYMEI | Lyme Ab Interpretation | 46248-1 | Borrelia burgdorferi Ab.IgG & IgM:Imp:Pt:Ser:Nom:IA | Enzyme-Linked Immunosorbent Assay (ELISA)
2021-06-16 | NUT1F | NUTM1 (15q14) Rearrangement, FISH, Tissue | 92329 | Method | 85069-3 | Lab test method:Type:Pt:Specimen:Nom:* | Fluorescence In Situ Hybridization (FISH)
2021-06-16 | TFEBF | Renal Cell Carcinoma, 6p21.1 (TFEB) Rearrangement, FISH, Tissue | 92356 | Method | 85069-3 | Lab test method:Type:Pt:Specimen:Nom:* | Fluorescence In Situ Hybridization (FISH)
2021-06-16 | NR4A3 | NR4A3 (9q22.33) Rearrangement, FISH, Tissue | 92346 | Method | 85069-3 | Lab test method:Type:Pt:Specimen:Nom:* | Fluorescence In Situ Hybridization (FISH)
2021-06-16 | BILAO | Biliary Tract Malignancy, FISH, Varies | 71927 | Method | 85069-3 | Lab test method:Type:Pt:Specimen:Nom:* | Fluorescence In Situ Hybridization (FISH)
2021-06-16 | AGABS | Alpha-Galactosidase, Blood Spot | 50888 | Method | 85069-3 | Lab test method:Type:Pt:Specimen:Nom:* | Fluorometric Enzyme Assay
2021-06-16 | PMMIL | Phosphomannomutase and Phosphomannose Isomerase, Leukocytes | 50841 | Method | 85069-3 | Lab test method:Type:Pt:Specimen:Nom:* | Colorimetric
2021-06-15 | NGSHM | MayoComplete Myeloid Neoplasms, Comprehensive OncoHeme Next-Generation Sequencing, Varies | 37279 | Method Summary | 85069-3 | Lab test method:Type:Pt:Specimen:Nom:* | Next-Generation Sequencing (NGS)
2021-06-15 | ENTP | Enterovirus, Molecular Detection, PCR, Plasma | 56068 | Enterovirus PCR, P | 97151-5 | Enterovirus RNA:PrThr:Pt:Ser/Plas:Ord:Non-probe.amp.tar | Real-Time Polymerase Chain Reaction (PCR)/RNA Probe Hybridization
2021-06-10 | LIPA1 | Lipoprotein(a), Serum | LIPA1 | Lipoprotein(a), S | 43583-4 | Lipoprotein (little a):SCnc:Pt:Ser/Plas:Qn: | Immunoturbidimetric Assay
2021-06-10 | PGXQP | Focused Pharmacogenomics Panel, Varies | 610201 | Warfarin VKORC1 Resistance Genotype | 50722-8 | VKORC1 gene targeted mutation analysis:Prid:Pt:Bld/Tiss:Nom:Molgen | Real Time Polymerase Chain Reaction (RT-PCR) with Allelic Discrimination Analysis/PCR followed by DNA Sequencing, when appropriate
2021-06-10 | WARSQ | Warfarin Response Genotype, Varies | 614410 | Warfarin VKORC1 Resistance Genotype | 50722-8 | VKORC1 gene targeted mutation analysis:Prid:Pt:Bld/Tiss:Nom:Molgen | Real-Time Polymerase Chain Reaction (PCR) with Allelic Discrimination Analysis
2021-06-10 | PSYQP | Psychotropic Pharmacogenomics Gene Panel, Varies | 610232 | HTR2A rs7997012 Genotype | 93190-7 | HTR2A gene.c.614-2211T>C:Geno:Pt:Bld/Tiss:Nom:Molgen | Real-Time Polymerase Chain Reaction (RT-PCR) with Allelic Discrimination Analysis/Qualitative Allele-Specific RT-PCR/PCR followed by Sizing Analysis
2021-06-10 | PSYQP | Psychotropic Pharmacogenomics Gene Panel, Varies | 610233 | HTR2C rs3813929 Genotype | 93191-5 | HTR2C gene.c.-759C>T:Geno:Pt:Bld/Tiss:Nom:Molgen | Real-Time Polymerase Chain Reaction (RT-PCR) with Allelic Discrimination Analysis/Qualitative Allele-Specific RT-PCR/PCR followed by Sizing Analysis
2021-06-10 | PSYQP | Psychotropic Pharmacogenomics Gene Panel, Varies | 610234 | HTR2C rs1414334 Genotype | 93192-3 | HTR2C gene.c.551-3008C>G:Geno:Pt:Bld/Tiss:Nom:Molgen | Real-Time Polymerase Chain Reaction (RT-PCR) with Allelic Discrimination Analysis/Qualitative Allele-Specific RT-PCR/PCR followed by Sizing Analysis
2021-06-03 | 2HGA | 2-Hydroxyglutaric Acid Chiral Analysis, Quantitative, Random, Urine | 614619 | Interpretation | 79303-4 | D- & L-2-hydroxyglutarate pattern:Imp:Pt:Urine:Nar: | Gas Chromatography Mass Spectrometry (GC-MS)
2021-06-03 | 2HGA | 2-Hydroxyglutaric Acid Chiral Analysis, Quantitative, Random, Urine | 614620 | D-2-Hydroxyglutaric acid | 80100-1 | D-2-hydroxyglutarate/Creatinine:SRto:Pt:Urine:Qn: | Gas Chromatography Mass Spectrometry (GC-MS)
2021-06-03 | 2HGA | 2-Hydroxyglutaric Acid Chiral Analysis, Quantitative, Random, Urine | 614621 | L-2-Hydroxyglutaric acid | 80099-5 | L-2-hydroxyglutarate/Creatinine:SRto:Pt:Urine:Qn: | Gas Chromatography Mass Spectrometry (GC-MS)
2021-06-03 | 2HGA | 2-Hydroxyglutaric Acid Chiral Analysis, Quantitative, Random, Urine | 614622 | Reviewed By | 18771-6 | Provider.signing name:Pn:Pt:Report:Nom: | Gas Chromatography Mass Spectrometry (GC-MS)
2021-06-02 | CSFP | Carrier Screen, Focused Panel, Varies | 608341 | Clinical Summary | 55752-0 | Clinical information:Find:Pt:^Patient:Nar: | Targeted Genotyping Array/Polymerase Chain Reaction (PCR)
2021-06-02 | 288PD | Programmed Death-Ligand 1 (PD-L1) (28-8), Semi-Quantitative Immunohistochemistry, Manual | 609995 | Interpretation | 83056-2 | Programmed cell death ligand 1 by clone 28-8:Imp:Pt:Tiss:Nar:Immune stain | Immunohistochemistry (IHC)
2021-06-02 | CFSMN | Cystic Fibrosis and Spinal Muscular Atrophy Carrier Screen Panel, Varies | 608350 | Result Summary | 50397-9 | Molecular diagnostic overall interpretation:PrThr:Pt:Bld/Tiss:Ord:Molgen | Targeted Genotyping Array
2021-06-02 | CSFP | Carrier Screen, Focused Panel, Varies | 608337 | Result Summary | 50397-9 | Molecular diagnostic overall interpretation:PrThr:Pt:Bld/Tiss:Ord:Molgen | Targeted Genotyping Array/Polymerase Chain Reaction (PCR)
2021-06-01 | 288PD | Programmed Death-Ligand 1 (PD-L1) (28-8), Semi-Quantitative Immunohistochemistry, Manual | 609997 | Report electronically signed by | 19139-5 | Pathologist name:Pn:Pt:Provider:Nom: | Immunohistochemistry (IHC)
2021-06-01 | 288PD | Programmed Death-Ligand 1 (PD-L1) (28-8), Semi-Quantitative Immunohistochemistry, Manual | 609998 | Material Received | 81178-6 | Tissue block description and site:Desc:Pt:Specimen:Nar: | Immunohistochemistry (IHC)
2021-06-01 | 288PD | Programmed Death-Ligand 1 (PD-L1) (28-8), Semi-Quantitative Immunohistochemistry, Manual | 609999 | Disclaimer | 62364-5 | Test performance information:Find:Pt:XXX:Nar: | Immunohistochemistry (IHC)
2021-06-01 | 288PD | Programmed Death-Ligand 1 (PD-L1) (28-8), Semi-Quantitative Immunohistochemistry, Manual | 610000 | Case Number | 80398-1 | Unique identifier:ID:Pt:Current sample:Nom: | Immunohistochemistry (IHC)
2021-06-01 | SLYME | Lyme Antibody Modified 2-Tier with Reflex, Serum | SLYME | Lyme Ab Modified 2-Tier w/Reflex, S | 83081-0 | Borrelia burgdorferi Ab.IgG+IgM:PrThr:Pt:Ser:Ord:IA | Enzyme-Linked Immunosorbent Assay (ELISA)
2021-05-31 | KRASP | KRAS Somatic Mutation Analysis, Tumor | 610680 | Result Summary | 50397-9 | Molecular diagnostic overall interpretation:PrThr:Pt:Bld/Tiss:Ord:Molgen | Droplet Digital Polymerase Chain Reaction (ddPCR)
2021-05-31 | KRASP | KRAS Somatic Mutation Analysis, Tumor | 610681 | Result | 82939-0 | Genetic variant details:Find:Pt:Bld/Tiss:Nar:Molgen | Droplet Digital Polymerase Chain Reaction (ddPCR)
2021-05-31 | KRASP | KRAS Somatic Mutation Analysis, Tumor | 610682 | Interpretation | 69047-9 | Geneticist review:Imp:Pt:XXX:Nar: | Droplet Digital Polymerase Chain Reaction (ddPCR)
2021-05-31 | KRASP | KRAS Somatic Mutation Analysis, Tumor | 610683 | Specimen | 31208-2 | Specimen source:Prid:Pt:XXX:Nom: | Droplet Digital Polymerase Chain Reaction (ddPCR)
2021-05-31 | KRASP | KRAS Somatic Mutation Analysis, Tumor | 610684 | Source | 31208-2 | Specimen source:Prid:Pt:XXX:Nom: | Droplet Digital Polymerase Chain Reaction (ddPCR)
2021-05-31 | KRASP | KRAS Somatic Mutation Analysis, Tumor | 610685 | Tissue ID | 80398-1 | Unique identifier:ID:Pt:Current sample:Nom: | Droplet Digital Polymerase Chain Reaction (ddPCR)
2021-05-31 | KRASP | KRAS Somatic Mutation Analysis, Tumor | 610686 | Released By | 18771-6 | Provider.signing name:Pn:Pt:Report:Nom: | Droplet Digital Polymerase Chain Reaction (ddPCR)
2021-05-31 | KRASP | KRAS Somatic Mutation Analysis, Tumor | 610687 | Method | 85069-3 | Lab test method:Type:Pt:Specimen:Nom:* | Droplet Digital Polymerase Chain Reaction (ddPCR)
2021-05-31 | KRASP | KRAS Somatic Mutation Analysis, Tumor | 610688 | Disclaimer | 62364-5 | Test performance information:Find:Pt:XXX:Nar: | Droplet Digital Polymerase Chain Reaction (ddPCR)
2021-05-31 | KRASP | KRAS Somatic Mutation Analysis, Tumor | 614165 | Additional Information | 48767-8 | Annotation comment:Imp:Pt:{system}:Nar: | Droplet Digital Polymerase Chain Reaction (ddPCR)
2021-05-26 | PQNRU | Porphyrins, Quantitative, Random, Urine | 32334 | Hexacarboxylporphyrins | 96795-0 | Hexacarboxylporphyrins:SCnc:Pt:Urine:Qn: | High-Performance Liquid Chromatography (HPLC) with Fluorometric Detection/Liquid Chromatography Tandem Mass Spectrometry (LC-MS/MS)
2021-05-25 | HSTNI | Troponin I, High Sensitivity, Plasma | HSTNI | Troponin I, High Sensitivity, P | 89579-7 | Troponin I.cardiac:MCnc:Pt:Ser/Plas:Qn:High sensitivity | Electrochemiluminescence Immunoassay
2021-05-24 | CFSMN | Cystic Fibrosis and Spinal Muscular Atrophy Carrier Screen Panel, Varies | 608351 | Result | 82939-0 | Genetic variant details:Find:Pt:Bld/Tiss:Nar:Molgen | Targeted Genotyping Array
2021-05-24 | CSFP | Carrier Screen, Focused Panel, Varies | 608338 | Result | 82939-0 | Genetic variant details:Find:Pt:Bld/Tiss:Nar:Molgen | Targeted Genotyping Array/Polymerase Chain Reaction (PCR)
2021-05-24 | CFMP | Cystic Fibrosis, CFTR Gene, Variant Panel, Varies | 606028 | Result | 82939-0 | Genetic variant details:Find:Pt:Bld/Tiss:Nar:Molgen | Targeted Genotyping Array
2021-05-24 | GALMP | Galactosemia, GALT Gene, Variant Panel, Varies | 606344 | Result Summary | 50397-9 | Molecular diagnostic overall interpretation:PrThr:Pt:Bld/Tiss:Ord:Molgen | Targeted Genotyping Array
2021-05-24 | GALMP | Galactosemia, GALT Gene, Variant Panel, Varies | 606345 | Result | 82939-0 | Genetic variant details:Find:Pt:Bld/Tiss:Nar:Molgen | Targeted Genotyping Array
2021-05-24 | GALMP | Galactosemia, GALT Gene, Variant Panel, Varies | 606346 | Interpretation | 69047-9 | Geneticist review:Imp:Pt:XXX:Nar: | Targeted Genotyping Array
2021-05-24 | GALMP | Galactosemia, GALT Gene, Variant Panel, Varies | 606347 | Additional Information | 48767-8 | Annotation comment:Imp:Pt:{system}:Nar: | Targeted Genotyping Array
2021-05-24 | GALMP | Galactosemia, GALT Gene, Variant Panel, Varies | 606349 | Specimen | 31208-2 | Specimen source:Prid:Pt:XXX:Nom: | Targeted Genotyping Array
2021-05-24 | GALMP | Galactosemia, GALT Gene, Variant Panel, Varies | 606350 | Source | 31208-2 | Specimen source:Prid:Pt:XXX:Nom: | Targeted Genotyping Array
2021-05-24 | GALMP | Galactosemia, GALT Gene, Variant Panel, Varies | 606351 | Released By | 18771-6 | Provider.signing name:Pn:Pt:Report:Nom: | Targeted Genotyping Array
2021-05-24 | CRDPU | Creatine Disorders Panel, Random, Urine | 23385 | Guanidinoacetate | 97148-1 | Guanidinoacetate:SCnc:Pt:Urine:Qn: | Liquid Chromatography Tandem Mass Spectometry (LC-MS/MS)
2021-05-21 | CSFP | Carrier Screen, Focused Panel, Varies | 608346 | Specimen | 31208-2 | Specimen source:Prid:Pt:XXX:Nom: | Targeted Genotyping Array/Polymerase Chain Reaction (PCR)
2021-05-21 | CSFP | Carrier Screen, Focused Panel, Varies | 608342 | Additional Information | 48767-8 | Annotation comment:Imp:Pt:{system}:Nar: | Targeted Genotyping Array/Polymerase Chain Reaction (PCR)
2021-05-21 | CSFP | Carrier Screen, Focused Panel, Varies | 608345 | Disclaimer | 62364-5 | Test performance information:Find:Pt:XXX:Nar: | Targeted Genotyping Array/Polymerase Chain Reaction (PCR)
2021-05-21 | CSFP | Carrier Screen, Focused Panel, Varies | 608347 | Source | 31208-2 | Specimen source:Prid:Pt:XXX:Nom: | Targeted Genotyping Array/Polymerase Chain Reaction (PCR)
2021-05-21 | CSFP | Carrier Screen, Focused Panel, Varies | 608348 | Released By | 18771-6 | Provider.signing name:Pn:Pt:Report:Nom: | Targeted Genotyping Array/Polymerase Chain Reaction (PCR)
2021-05-20 | CFSMN | Cystic Fibrosis and Spinal Muscular Atrophy Carrier Screen Panel, Varies | 608355 | Specimen | 31208-2 | Specimen source:Prid:Pt:XXX:Nom: | Targeted Genotyping Array
2021-05-20 | CFSMN | Cystic Fibrosis and Spinal Muscular Atrophy Carrier Screen Panel, Varies | 608356 | Source | 31208-2 | Specimen source:Prid:Pt:XXX:Nom: | Targeted Genotyping Array
2021-05-20 | CFSMN | Cystic Fibrosis and Spinal Muscular Atrophy Carrier Screen Panel, Varies | 608357 | Released By | 18771-6 | Provider.signing name:Pn:Pt:Report:Nom: | Targeted Genotyping Array
2021-05-20 | CFSMN | Cystic Fibrosis and Spinal Muscular Atrophy Carrier Screen Panel, Varies | 608352 | Interpretation | 69047-9 | Geneticist review:Imp:Pt:XXX:Nar: | Targeted Genotyping Array
2021-05-20 | CFSMN | Cystic Fibrosis and Spinal Muscular Atrophy Carrier Screen Panel, Varies | 608353 | Additional Information | 48767-8 | Annotation comment:Imp:Pt:{system}:Nar: | Targeted Genotyping Array
2021-05-19 | FEUCT | Euglobulin Clot Lysis Time | FEUCT | Euglobulin Clot Lysis Time | 3244-1 | Coagulum lysis:Time:Pt:PPP:Qn:Coag | Clot Dissolution
2021-05-19 | TWRP | Tropheryma whipplei, Molecular Detection, PCR, Varies | 22302 | Tropheryma whipplei PCR, Result | 97206-7 | Tropheryma whipplei DNA:PrThr:Pt:XXX:Ord:Non-probe.amp.tar | Real-Time Polymerase Chain Reaction (PCR)
2021-05-19 | WHIPB | Tropheryma whipplei, Molecular Detection, PCR, Blood | 56064 | Tropheryma whipplei PCR, B, Result | 97205-9 | Tropheryma whipplei DNA:PrThr:Pt:Bld:Ord:Non-probe.amp.tar | Real-Time Polymerase Chain Reaction (PCR)
2021-05-19 | WNVUR | West Nile Virus, RNA, PCR, Molecular Detection, Random, Urine | 608437 | West Nile Virus RNA, PCR, Urine | 97185-3 | West Nile virus RNA:PrThr:Pt:Urine:Ord:Probe.amp.tar | Real-Time Reverse Transcription Polymerase Chain Reaction (RT-PCR)
2021-05-18 | BFCC | Cell Count and Differential, Body Fluid | OTHBF | Other Cells | 75353-3 | Other cells/100 leukocytes:NFr:Pt:Body fld:Qn:Manual count | Automated or Manual Cell Count/Cytocentrifugation followed by Manual Differential and Morphology Review
2021-05-18 | BFCC | Cell Count and Differential, Body Fluid | OTHMR | Other Cells Are: | 75353-3 | Other cells/100 leukocytes:NFr:Pt:Body fld:Qn:Manual count | Automated or Manual Cell Count/Cytocentrifugation followed by Manual Differential and Morphology Review
2021-05-18 | BFCC | Cell Count and Differential, Body Fluid | BABFL | Basophils | 28543-7 | Basophils/100 leukocytes:NFr:Pt:Body fld:Qn: | Automated or Manual Cell Count/Cytocentrifugation followed by Manual Differential and Morphology Review
2021-05-18 | BFCC | Cell Count and Differential, Body Fluid | CMTBF | Diff Comments | 59466-3 | Hematologist review:Imp:Pt:XXX:Nar: | Automated or Manual Cell Count/Cytocentrifugation followed by Manual Differential and Morphology Review
2021-05-18 | BFCC | Cell Count and Differential, Body Fluid | CMTBR | Comment | 48767-8 | Annotation comment:Imp:Pt:{system}:Nar: | Automated or Manual Cell Count/Cytocentrifugation followed by Manual Differential and Morphology Review
2021-05-18 | BFCC | Cell Count and Differential, Body Fluid | CMTF | Comment | 48767-8 | Annotation comment:Imp:Pt:{system}:Nar: | Automated or Manual Cell Count/Cytocentrifugation followed by Manual Differential and Morphology Review
2021-05-18 | BFCC | Cell Count and Differential, Body Fluid | EOBFL | Eosinophils | 26452-3 | Eosinophils/100 leukocytes:NFr:Pt:Body fld:Qn: | Automated or Manual Cell Count/Cytocentrifugation followed by Manual Differential and Morphology Review
2021-05-18 | BFCC | Cell Count and Differential, Body Fluid | LYBFL | Lymphocytes | 11031-2 | Lymphocytes/100 leukocytes:NFr:Pt:Body fld:Qn: | Automated or Manual Cell Count/Cytocentrifugation followed by Manual Differential and Morphology Review
2021-05-18 | BFCC | Cell Count and Differential, Body Fluid | MMBFL | Monocytes/Macrophages | 30437-8 | Monocytes+Macrophages/100 leukocytes:NFr:Pt:Body fld:Qn: | Automated or Manual Cell Count/Cytocentrifugation followed by Manual Differential and Morphology Review
2021-05-18 | BFCC | Cell Count and Differential, Body Fluid | NEBFL | Neutrophils | 26513-2 | Neutrophils/100 leukocytes:NFr:Pt:Body fld:Qn: | Automated or Manual Cell Count/Cytocentrifugation followed by Manual Differential and Morphology Review
2021-05-18 | BFCC | Cell Count and Differential, Body Fluid | APPF | Gross Appearance | 9335-1 | Appearance:Aper:Pt:Body fld:Nom: | Automated or Manual Cell Count/Cytocentrifugation followed by Manual Differential and Morphology Review
2021-05-18 | OAU | Organic Acids Screen, Random, Urine | 80619 | Organic Acids Scrn, U | 49287-6 | Organic acids pattern:Imp:Pt:Urine:Nar: | Gas Chromatography Mass Spectrometry (GC-MS)
2021-05-18 | OAUS | Organic Acids Screen, Urine Spot | 610707 | Organic Acids Scrn, US | 49287-6 | Organic acids pattern:Imp:Pt:Urine:Nar: | Gas Chromatography Mass Spectrometry (GC-MS)
2021-05-17 | RAVU | Ravulizumab, Serum | 609420 | Ravulizumab, S | 97184-6 | Ravulizumab:MCnc:Pt:Ser:Qn: | Liquid Chromatography Tandem Mass Spectrometry, High Resolution Accurate Mass (LC-MS/MS HRAM)
2021-05-17 | P2PHI | [-2]Pro Prostate-Specific Antigen with Prostate Health Index, Serum | PSAP2 | [-2]ProPSA, S | 97149-9 | Pro prostate specific Ag isoform 2:MCnc:Pt:Ser/Plas:Qn:IA | Immunoenzymatic Assay
2021-05-17 | P2PHI | [-2]Pro Prostate-Specific Antigen with Prostate Health Index, Serum | PSAP4 | Prostate Health Index | 97150-7 | Prostate health index:Score:Pt:Ser/Plas:Qn:Calculated | Immunoenzymatic Assay
2021-05-17 | BFCC | Cell Count and Differential, Body Fluid | RBCF | Erythrocytes | 26455-6 | Erythrocytes:NCnc:Pt:Body fld:Qn: | Automated or Manual Cell Count/Cytocentrifugation followed by Manual Differential and Morphology Review
2021-05-17 | BFCC | Cell Count and Differential, Body Fluid | REVMR | Reviewed by: | 18771-6 | Provider.signing name:Pn:Pt:Report:Nom: | Automated or Manual Cell Count/Cytocentrifugation followed by Manual Differential and Morphology Review
2021-05-17 | BFCC | Cell Count and Differential, Body Fluid | SPEBF | Fluid Type | 14725-6 | Fluid:Type:Pt:Body fld:Nom: | Automated or Manual Cell Count/Cytocentrifugation followed by Manual Differential and Morphology Review
2021-05-17 | BFCC | Cell Count and Differential, Body Fluid | TNCF | Total Nucleated Cells | 55793-4 | Nucleated cells:NCnc:Pt:Body fld:Qn: | Automated or Manual Cell Count/Cytocentrifugation followed by Manual Differential and Morphology Review
2021-05-17 | CFMP | Cystic Fibrosis, CFTR Gene, Variant Panel, Varies | 606027 | Result Summary | 50397-9 | Molecular diagnostic overall interpretation:PrThr:Pt:Bld/Tiss:Ord:Molgen | Targeted Genotyping Array
2021-05-17 | CFMP | Cystic Fibrosis, CFTR Gene, Variant Panel, Varies | 606029 | Interpretation | 69047-9 | Geneticist review:Imp:Pt:XXX:Nar: | Targeted Genotyping Array
2021-05-17 | CFMP | Cystic Fibrosis, CFTR Gene, Variant Panel, Varies | 606032 | Specimen | 31208-2 | Specimen source:Prid:Pt:XXX:Nom: | Targeted Genotyping Array
2021-05-17 | CFMP | Cystic Fibrosis, CFTR Gene, Variant Panel, Varies | 606033 | Source | 31208-2 | Specimen source:Prid:Pt:XXX:Nom: | Targeted Genotyping Array
2021-05-17 | CFMP | Cystic Fibrosis, CFTR Gene, Variant Panel, Varies | 606034 | Released By | 18771-6 | Provider.signing name:Pn:Pt:Report:Nom: | Targeted Genotyping Array
2021-05-17 | CFMP | Cystic Fibrosis, CFTR Gene, Variant Panel, Varies | 606030 | Additional Information | 48767-8 | Annotation comment:Imp:Pt:{system}:Nar: | Targeted Genotyping Array
2021-05-14 | DPYDQ | Dihydropyrimidine Dehydrogenase Genotype, Varies | 613999 | DPYD Genotype | 45284-7 | DPYD gene targeted mutation analysis:Prid:Pt:Bld/Tiss:Nom:Molgen | Real-Time Polymerase Chain Reaction (PCR) with Allelic Discrimination Analysis
2021-05-14 | DPYDQ | Dihydropyrimidine Dehydrogenase Genotype, Varies | 610138 | DPYD Phenotype | 79719-1 | DPYD gene product metabolic activity interpretation:Imp:Pt:Bld/Tiss:Ord:Molgen | Real-Time Polymerase Chain Reaction (PCR) with Allelic Discrimination Analysis
2021-05-13 | HL58R | HLA-B*5801 Genotype, Allopurinol Hypersensitivity, Varies | 610666 | HLA-B *58:01 Phenotype | 93308-5 | Risk of adverse drug reaction sequence variation interpretation:Imp:Pt:Bld/Tiss:Nar: | Qualitative Allele-Specific Real-Time Polymerase Chain Reaction (PCR)
2021-05-13 | SCARA | Spinocerebellar Ataxia Type 1, 2, 3, 6, or 7, Repeat Expansion Analysis, Varies | 609700 | Result Summary | 21769-5 | Spinocerebellar ataxia genes.CAG repeats:PrThr:Pt:Bld/Tiss:Ord:Molgen | Polymerase Chain Reaction (PCR)
2021-05-13 | SCAP | Spinocerebellar Ataxia Repeat Expansion Panel, Varies | 609506 | Result Summary | 21769-5 | Spinocerebellar ataxia genes.CAG repeats:PrThr:Pt:Bld/Tiss:Ord:Molgen | Polymerase Chain Reaction (PCR)
2021-05-13 | FKEMS | Ketamine and Metabolite Screen, Plasma | Z6035 | Norketamine | Not Provided |  | High Performance Liquid Chromatography/Tandem Mass Spectrometry (LC-MS/MS)
2021-05-13 | BNZU | Benzodiazepines Confirmation, Random, Urine | 608268 | N-Desmethylclobazam by LC-MS/MS | 97160-6 | Norclobazam:MCnc:Pt:Urine:Qn:Confirm | Liquid Chromatography Tandem Mass Spectrometry (LC-MS/MS)
2021-05-13 | BNZU | Benzodiazepines Confirmation, Random, Urine | 608272 | 2-Hydroxy Ethyl Flurazepam by LC-MS/MS | 97159-8 | 2-Hydroxyethylflurazepam:MCnc:Pt:Urine:Qn:Confirm | Liquid Chromatography Tandem Mass Spectrometry (LC-MS/MS)
2021-05-11 | SCARA | Spinocerebellar Ataxia Type 1, 2, 3, 6, or 7, Repeat Expansion Analysis, Varies | 609701 | Result | 36911-6 | Spinocerebellar ataxia gene targeted mutation analysis:Prid:Pt:Bld/Tiss:Nom:Molgen | Polymerase Chain Reaction (PCR)
2021-05-11 | SCARA | Spinocerebellar Ataxia Type 1, 2, 3, 6, or 7, Repeat Expansion Analysis, Varies | MG323 | Test Code | 21768-7 | Spinocerebellar ataxia gene mutations tested for:Prid:Pt:Bld/Tiss:Nom:Molgen | Polymerase Chain Reaction (PCR)
2021-05-11 | SCAP | Spinocerebellar Ataxia Repeat Expansion Panel, Varies | 609507 | Result | 36911-6 | Spinocerebellar ataxia gene targeted mutation analysis:Prid:Pt:Bld/Tiss:Nom:Molgen | Polymerase Chain Reaction (PCR)
2021-05-10 | SCAP | Spinocerebellar Ataxia Repeat Expansion Panel, Varies | 609509 | Additional Information | 48767-8 | Annotation comment:Imp:Pt:{system}:Nar: | Polymerase Chain Reaction (PCR)
2021-05-10 | SCARA | Spinocerebellar Ataxia Type 1, 2, 3, 6, or 7, Repeat Expansion Analysis, Varies | 609703 | Reason for Referral | 42349-1 | Reason for referral:Find:Pt:^Patient:Nar: | Polymerase Chain Reaction (PCR)
2021-05-10 | SCARA | Spinocerebellar Ataxia Type 1, 2, 3, 6, or 7, Repeat Expansion Analysis, Varies | 609702 | Interpretation | 69047-9 | Geneticist review:Imp:Pt:XXX:Nar: | Polymerase Chain Reaction (PCR)
2021-05-10 | SCARA | Spinocerebellar Ataxia Type 1, 2, 3, 6, or 7, Repeat Expansion Analysis, Varies | 609704 | Specimen | 31208-2 | Specimen source:Prid:Pt:XXX:Nom: | Polymerase Chain Reaction (PCR)
2021-05-10 | SCARA | Spinocerebellar Ataxia Type 1, 2, 3, 6, or 7, Repeat Expansion Analysis, Varies | 609705 | Source | 31208-2 | Specimen source:Prid:Pt:XXX:Nom: | Polymerase Chain Reaction (PCR)
2021-05-10 | SCARA | Spinocerebellar Ataxia Type 1, 2, 3, 6, or 7, Repeat Expansion Analysis, Varies | 609707 | Disclaimer | 62364-5 | Test performance information:Find:Pt:XXX:Nar: | Polymerase Chain Reaction (PCR)
2021-05-10 | SCARA | Spinocerebellar Ataxia Type 1, 2, 3, 6, or 7, Repeat Expansion Analysis, Varies | 609708 | Released By | 18771-6 | Provider.signing name:Pn:Pt:Report:Nom: | Polymerase Chain Reaction (PCR)
2021-05-10 | SCAP | Spinocerebellar Ataxia Repeat Expansion Panel, Varies | 609513 | Disclaimer | 62364-5 | Test performance information:Find:Pt:XXX:Nar: | Polymerase Chain Reaction (PCR)
2021-05-10 | SCAP | Spinocerebellar Ataxia Repeat Expansion Panel, Varies | 609514 | Released By | 18771-6 | Provider.signing name:Pn:Pt:Report:Nom: | Polymerase Chain Reaction (PCR)
2021-05-10 | SCAP | Spinocerebellar Ataxia Repeat Expansion Panel, Varies | 609508 | Interpretation | 69047-9 | Geneticist review:Imp:Pt:XXX:Nar: | Polymerase Chain Reaction (PCR)
2021-05-10 | SCAP | Spinocerebellar Ataxia Repeat Expansion Panel, Varies | 609510 | Specimen | 31208-2 | Specimen source:Prid:Pt:XXX:Nom: | Polymerase Chain Reaction (PCR)
2021-05-10 | SCAP | Spinocerebellar Ataxia Repeat Expansion Panel, Varies | 609511 | Source | 31208-2 | Specimen source:Prid:Pt:XXX:Nom: | Polymerase Chain Reaction (PCR)
2021-05-10 | 2C19R | Cytochrome P450 2C19 Genotype, Varies | 610092 | Additional Information | 48767-8 | Annotation comment:Imp:Pt:{system}:Nar: | Real-Time Polymerase Chain Reaction (PCR) with Allelic Discrimination Analysis
2021-05-05 | HL58R | HLA-B*5801 Genotype, Allopurinol Hypersensitivity, Varies | 610665 | HLA-B *58:01 Genotype | 79711-8 | HLA-B*58:01:PrThr:Pt:Bld/Tiss:Ord: | Qualitative Allele-Specific Real-Time Polymerase Chain Reaction (PCR)
2021-04-26 | CHF8 | Chromogenic Factor VIII Activity Assay, Plasma | CHF8 | Chromogenic FVIII, P | 49865-9 | Coagulation factor VIII activity actual/Normal:RelACnc:Pt:PPP:Qn:Chromo | Chromogenic
2021-04-22 | SVISC | Viscosity, Serum | SVISC | Viscosity, S | 3128-6 | Viscosity:Visc:Pt:Ser:Qn: | Capillary Measurement
2021-04-16 | MESOF | Mesothelioma, CDKN2A FISH, Tissue | 609715 | Result Summary | 50397-9 | Molecular diagnostic overall interpretation:PrThr:Pt:Bld/Tiss:Ord:Molgen | Fluorescence In Situ Hybridization (FISH)
2021-04-16 | MESOF | Mesothelioma, CDKN2A FISH, Tissue | 609717 | Result | 62356-1 | Chromosome analysis result in ISCN expression:Find:Pt:Bld/Tiss:Nom:Molgen | Fluorescence In Situ Hybridization (FISH)
2021-04-16 | FC3AR | C3a Level By RIA | FC3AR | C3a Level | 4488-3 | Complement C3a:MCnc:Pt:Ser/Plas:Qn: | Radioimmunoassay (RIA)
2021-04-16 | HBAGQ | Hepatitis B Virus Surface Antigen, Quantitative, Serum | HBSQ1 | HBs Ag, Quantitative, S | 63557-3 | Hepatitis B virus surface Ag:ACnc:Pt:Ser/Plas:Qn:IA | Chemiluminescent Enzyme Immunoassay
2021-04-15 | SCERG | Saccharomyces cerevisiae Antibody, IgG, Serum | SCERG | Saccharomyces cerevisiae Ab, IgG, S | 47321-5 | Saccharomyces cerevisiae Ab.IgG:ACnc:Pt:Ser:Qn:IA | Enzyme-Linked Immunosorbent Assay (ELISA)
2021-04-09 | SCERA | Saccharomyces cerevisiae Antibody, IgA, Serum | SCERA | Saccharomyces cerevisiae Ab, IgA, S | 47320-7 | Saccharomyces cerevisiae Ab.IgA:ACnc:Pt:Ser:Qn:IA | Enzyme-Linked Immunosorbent Assay (ELISA)
2021-04-08 | CARBR | Carbamazepine Hypersensitivity Pharmacogenomics, Varies | 610657 | HLA-A*31:01 Genotype | 79712-6 | HLA-A*31:01:PrThr:Pt:Bld/Tiss:Ord: | Qualitative Allele-Specific Real-Time Polymerase Chain Reaction (PCR)
2021-04-08 | CARBR | Carbamazepine Hypersensitivity Pharmacogenomics, Varies | 610658 | HLA-B*15:02 Genotype | 57979-7 | HLA-B*15:02:PrThr:Pt:Bld/Tiss:Ord: | Qualitative Allele-Specific Real-Time Polymerase Chain Reaction (PCR)
2021-04-07 | CARBR | Carbamazepine Hypersensitivity Pharmacogenomics, Varies | 610659 | Carbamazepine PGx Panel Phenotype | 93308-5 | Risk of adverse drug reaction sequence variation interpretation:Imp:Pt:Bld/Tiss:Nar: | Qualitative Allele-Specific Real-Time Polymerase Chain Reaction (PCR)
2021-04-07 | APOL1 | APOL1 Genotype, Varies | 610561 | Interpretation | 69047-9 | Geneticist review:Imp:Pt:XXX:Nar: | Real-Time Polymerase Chain Reaction (PCR) with Allelic Discrimination Analysis
2021-04-07 | CARBR | Carbamazepine Hypersensitivity Pharmacogenomics, Varies | 610660 | Interpretation | 69047-9 | Geneticist review:Imp:Pt:XXX:Nar: | Qualitative Allele-Specific Real-Time Polymerase Chain Reaction (PCR)
2021-04-07 | APOL1 | APOL1 Genotype, Varies | 610562 | Additional Information | 48767-8 | Annotation comment:Imp:Pt:{system}:Nar: | Real-Time Polymerase Chain Reaction (PCR) with Allelic Discrimination Analysis
2021-04-07 | CARBR | Carbamazepine Hypersensitivity Pharmacogenomics, Varies | 610661 | Additional Information | 48767-8 | Annotation comment:Imp:Pt:{system}:Nar: | Qualitative Allele-Specific Real-Time Polymerase Chain Reaction (PCR)
2021-04-07 | APOL1 | APOL1 Genotype, Varies | 610564 | Disclaimer | 62364-5 | Test performance information:Find:Pt:XXX:Nar: | Real-Time Polymerase Chain Reaction (PCR) with Allelic Discrimination Analysis
2021-04-07 | CARBR | Carbamazepine Hypersensitivity Pharmacogenomics, Varies | 610663 | Disclaimer | 62364-5 | Test performance information:Find:Pt:XXX:Nar: | Qualitative Allele-Specific Real-Time Polymerase Chain Reaction (PCR)
2021-04-07 | APOL1 | APOL1 Genotype, Varies | 610565 | Reviewed by | 18771-6 | Provider.signing name:Pn:Pt:Report:Nom: | Real-Time Polymerase Chain Reaction (PCR) with Allelic Discrimination Analysis
2021-04-07 | CARBR | Carbamazepine Hypersensitivity Pharmacogenomics, Varies | 610664 | Reviewed by | 18771-6 | Provider.signing name:Pn:Pt:Report:Nom: | Qualitative Allele-Specific Real-Time Polymerase Chain Reaction (PCR)
2021-04-06 | PGXQP | Focused Pharmacogenomics Panel, Varies | 610200 | Warfarin VKORC1 Promoter Genotype | 50722-8 | VKORC1 gene targeted mutation analysis:Prid:Pt:Bld/Tiss:Nom:Molgen | Real Time Polymerase Chain Reaction (RT-PCR) with Allelic Discrimination Analysis/PCR followed by DNA Sequencing, when appropriate
2021-04-05 | PGXQP | Focused Pharmacogenomics Panel, Varies | 614000 | Warfarin CYP2C9 and VKORC1 Promoter Phenotype | 54451-0 | CYP2C9 & VKORC1:Imp:Pt:Bld/Tiss:Nar:Molgen | Real Time Polymerase Chain Reaction (RT-PCR) with Allelic Discrimination Analysis/PCR followed by DNA Sequencing, when appropriate
2021-04-05 | WARSQ | Warfarin Response Genotype, Varies | 610560 | Warfarin CYP2C9 and VKORC1 Promoter Phenotype | 54451-0 | CYP2C9 & VKORC1:Imp:Pt:Bld/Tiss:Nar:Molgen | Real-Time Polymerase Chain Reaction (PCR) with Allelic Discrimination Analysis
2021-04-05 | WARSQ | Warfarin Response Genotype, Varies | 610176 | Warfarin VKORC1 Promoter Genotype | 50722-8 | VKORC1 gene targeted mutation analysis:Prid:Pt:Bld/Tiss:Nom:Molgen | Real-Time Polymerase Chain Reaction (PCR) with Allelic Discrimination Analysis
2021-04-05 | WARSQ | Warfarin Response Genotype, Varies | 610177 | Warfarin Resistance Variants | 50722-8 | VKORC1 gene targeted mutation analysis:Prid:Pt:Bld/Tiss:Nom:Molgen | Real-Time Polymerase Chain Reaction (PCR) with Allelic Discrimination Analysis
2021-04-05 | WARSQ | Warfarin Response Genotype, Varies | 610175 | Warfarin CYP2C9 Genotype | 46724-1 | CYP2C9 gene allele:Geno:Pt:Bld/Tiss:Nom:Molgen | Real-Time Polymerase Chain Reaction (PCR) with Allelic Discrimination Analysis
2021-04-05 | PGXQP | Focused Pharmacogenomics Panel, Varies | 610189 | CYP2C9 Genotype | 46724-1 | CYP2C9 gene allele:Geno:Pt:Bld/Tiss:Nom:Molgen | Real Time Polymerase Chain Reaction (RT-PCR) with Allelic Discrimination Analysis/PCR followed by DNA Sequencing, when appropriate
2021-04-05 | PGXQP | Focused Pharmacogenomics Panel, Varies | 610199 | Warfarin CYP2C9 Genotype | 46724-1 | CYP2C9 gene allele:Geno:Pt:Bld/Tiss:Nom:Molgen | Real Time Polymerase Chain Reaction (RT-PCR) with Allelic Discrimination Analysis/PCR followed by DNA Sequencing, when appropriate
2021-04-05 | PSYQP | Psychotropic Pharmacogenomics Gene Panel, Varies | 610238 | SLC6A4 5HTTLPR Genotype | 94417-3 | SLC6A4 gene 5-HTTLPR variant:Geno:Pt:Bld/Tiss:Nom:Molgen | Real-Time Polymerase Chain Reaction (RT-PCR) with Allelic Discrimination Analysis/Qualitative Allele-Specific RT-PCR/PCR followed by Sizing Analysis
2021-04-05 | PSYQP | Psychotropic Pharmacogenomics Gene Panel, Varies | 610239 | UGT2B15 rs1902023 Genotype | 94418-1 | UGT2B15 gene.c.253G>T:Geno:Pt:Bld/Tiss:Nom:Molgen | Real-Time Polymerase Chain Reaction (RT-PCR) with Allelic Discrimination Analysis/Qualitative Allele-Specific RT-PCR/PCR followed by Sizing Analysis
2021-04-05 | PSYQP | Psychotropic Pharmacogenomics Gene Panel, Varies | 610241 | Additional Information | 48767-8 | Annotation comment:Imp:Pt:{system}:Nar: | Real-Time Polymerase Chain Reaction (RT-PCR) with Allelic Discrimination Analysis/Qualitative Allele-Specific RT-PCR/PCR followed by Sizing Analysis
2021-04-05 | PSYQP | Psychotropic Pharmacogenomics Gene Panel, Varies | 610243 | Disclaimer | 62364-5 | Test performance information:Find:Pt:XXX:Nar: | Real-Time Polymerase Chain Reaction (RT-PCR) with Allelic Discrimination Analysis/Qualitative Allele-Specific RT-PCR/PCR followed by Sizing Analysis
2021-04-05 | PSYQP | Psychotropic Pharmacogenomics Gene Panel, Varies | 610240 | Interpretation | 69047-9 | Geneticist review:Imp:Pt:XXX:Nar: | Real-Time Polymerase Chain Reaction (RT-PCR) with Allelic Discrimination Analysis/Qualitative Allele-Specific RT-PCR/PCR followed by Sizing Analysis
2021-04-05 | PSYQP | Psychotropic Pharmacogenomics Gene Panel, Varies | 610236 | OPRM1 rs1799971 Genotype | 94415-7 | OPRM1 gene.c.118A>G:Geno:Pt:Bld/Tiss:Nom:Molgen | Real-Time Polymerase Chain Reaction (RT-PCR) with Allelic Discrimination Analysis/Qualitative Allele-Specific RT-PCR/PCR followed by Sizing Analysis
2021-04-05 | PSYQP | Psychotropic Pharmacogenomics Gene Panel, Varies | 610237 | SCN1A rs3812718 Genotype | 94416-5 | SCN1A gene.c.603-91G>A:Geno:Pt:Bld/Tiss:Nom:Molgen | Real-Time Polymerase Chain Reaction (RT-PCR) with Allelic Discrimination Analysis/Qualitative Allele-Specific RT-PCR/PCR followed by Sizing Analysis
2021-04-05 | PSYQP | Psychotropic Pharmacogenomics Gene Panel, Varies | 610230 | HLA-A*31:01 Genotype | 79712-6 | HLA-A*31:01:PrThr:Pt:Bld/Tiss:Ord: | Real-Time Polymerase Chain Reaction (RT-PCR) with Allelic Discrimination Analysis/Qualitative Allele-Specific RT-PCR/PCR followed by Sizing Analysis
2021-04-05 | PSYQP | Psychotropic Pharmacogenomics Gene Panel, Varies | 610231 | HLA-B*15:02 Genotype | 57979-7 | HLA-B*15:02:PrThr:Pt:Bld/Tiss:Ord: | Real-Time Polymerase Chain Reaction (RT-PCR) with Allelic Discrimination Analysis/Qualitative Allele-Specific RT-PCR/PCR followed by Sizing Analysis
2021-04-05 | PSYQP | Psychotropic Pharmacogenomics Gene Panel, Varies | 610235 | MTHFR Genotype | 94414-0 | MTHFR gene.c.677C>T & c.1298A>C:Geno:Pt:Bld/Tiss:Nom:Molgen | Real-Time Polymerase Chain Reaction (RT-PCR) with Allelic Discrimination Analysis/Qualitative Allele-Specific RT-PCR/PCR followed by Sizing Analysis
2021-04-05 | PSYQP | Psychotropic Pharmacogenomics Gene Panel, Varies | 610229 | GRIK4 rs1954787 Genotype | 94413-2 | GRIK4 gene.c.83-10039T>C:Geno:Pt:Bld/Tiss:Nom:Molgen | Real-Time Polymerase Chain Reaction (RT-PCR) with Allelic Discrimination Analysis/Qualitative Allele-Specific RT-PCR/PCR followed by Sizing Analysis
2021-04-05 | PSYQP | Psychotropic Pharmacogenomics Gene Panel, Varies | 610228 | EPHX1 rs2234922 Genotype | 94412-4 | EPHX1 gene.c.416A>G:Geno:Pt:Bld/Tiss:Nom:Molgen | Real-Time Polymerase Chain Reaction (RT-PCR) with Allelic Discrimination Analysis/Qualitative Allele-Specific RT-PCR/PCR followed by Sizing Analysis
2021-04-05 | PSYQP | Psychotropic Pharmacogenomics Gene Panel, Varies | 610227 | DRD2 rs1799978 Genotype | 94411-6 | DRD2 gene.c.-585A>G:Geno:Pt:Bld/Tiss:Nom:Molgen | Real-Time Polymerase Chain Reaction (RT-PCR) with Allelic Discrimination Analysis/Qualitative Allele-Specific RT-PCR/PCR followed by Sizing Analysis
2021-04-05 | HL57R | HLA-B*57:01 Genotype, Pharmacogenomics, Varies | 610672 | HLA-B *57:01 Genotype | 50956-2 | HLA-B*57:01:PrThr:Pt:Bld/Tiss:Ord: | Qualitative Allele-Specific Real-Time Polymerase Chain Reaction (PCR)
2021-04-05 | HL57R | HLA-B*57:01 Genotype, Pharmacogenomics, Varies | 610673 | HLA-B *57:01 Phenotype | 93308-5 | Risk of adverse drug reaction sequence variation interpretation:Imp:Pt:Bld/Tiss:Nar: | Qualitative Allele-Specific Real-Time Polymerase Chain Reaction (PCR)
2021-04-05 | HL57R | HLA-B*57:01 Genotype, Pharmacogenomics, Varies | 610677 | Disclaimer | 62364-5 | Test performance information:Find:Pt:XXX:Nar: | Qualitative Allele-Specific Real-Time Polymerase Chain Reaction (PCR)
2021-04-05 | HL57R | HLA-B*57:01 Genotype, Pharmacogenomics, Varies | 610678 | Reviewed by | 18771-6 | Provider.signing name:Pn:Pt:Report:Nom: | Qualitative Allele-Specific Real-Time Polymerase Chain Reaction (PCR)
2021-04-05 | HL57R | HLA-B*57:01 Genotype, Pharmacogenomics, Varies | 610674 | Interpretation | 69047-9 | Geneticist review:Imp:Pt:XXX:Nar: | Qualitative Allele-Specific Real-Time Polymerase Chain Reaction (PCR)
2021-04-05 | HL57R | HLA-B*57:01 Genotype, Pharmacogenomics, Varies | 610675 | Additional Information | 48767-8 | Annotation comment:Imp:Pt:{system}:Nar: | Qualitative Allele-Specific Real-Time Polymerase Chain Reaction (PCR)
2021-04-05 | HL57R | HLA-B*57:01 Genotype, Pharmacogenomics, Varies | 610676 | Method | 85069-3 | Lab test method:Type:Pt:Specimen:Nom:* | Qualitative Allele-Specific Real-Time Polymerase Chain Reaction (PCR)
2021-04-02 | PSYQP | Psychotropic Pharmacogenomics Gene Panel, Varies | 610223 | CYP3A4 Genotype | 81139-8 | CYP3A4 gene allele:Geno:Pt:Bld/Tiss:Nom:Molgen | Real-Time Polymerase Chain Reaction (RT-PCR) with Allelic Discrimination Analysis/Qualitative Allele-Specific RT-PCR/PCR followed by Sizing Analysis
2021-04-02 | PSYQP | Psychotropic Pharmacogenomics Gene Panel, Varies | 610224 | CYP3A4 Phenotype | 81145-5 | CYP3A4 gene product metabolic activity interpretation:Imp:Pt:Bld/Tiss:Ord:Molgen | Real-Time Polymerase Chain Reaction (RT-PCR) with Allelic Discrimination Analysis/Qualitative Allele-Specific RT-PCR/PCR followed by Sizing Analysis
2021-04-02 | PSYQP | Psychotropic Pharmacogenomics Gene Panel, Varies | 610225 | CYP3A5 Genotype | 81140-6 | CYP3A5 gene allele:Geno:Pt:Bld/Tiss:Nom:Molgen | Real-Time Polymerase Chain Reaction (RT-PCR) with Allelic Discrimination Analysis/Qualitative Allele-Specific RT-PCR/PCR followed by Sizing Analysis
2021-04-02 | PSYQP | Psychotropic Pharmacogenomics Gene Panel, Varies | 610226 | CYP3A5 Phenotype | 79717-5 | CYP3A5 gene product metabolic activity interpretation:Imp:Pt:Bld/Tiss:Ord:Molgen | Real-Time Polymerase Chain Reaction (RT-PCR) with Allelic Discrimination Analysis/Qualitative Allele-Specific RT-PCR/PCR followed by Sizing Analysis
2021-04-02 | PSYQP | Psychotropic Pharmacogenomics Gene Panel, Varies | 610244 | Reviewed by | 18771-6 | Provider.signing name:Pn:Pt:Report:Nom: | Real-Time Polymerase Chain Reaction (RT-PCR) with Allelic Discrimination Analysis/Qualitative Allele-Specific RT-PCR/PCR followed by Sizing Analysis
2021-04-02 | CYPAN | Cytokine Panel, Plasma | 610309 | IFN-beta | 97051-7 | Interferon.beta:MCnc:Pt:Ser/Plas:Qn: | Bead-Based Multiplex Immunoassay
2021-04-02 | CYPAN | Cytokine Panel, Plasma | 610311 | MCP-1 | 97052-5 | Chemokine (C-C motif) ligand 2:MCnc:Pt:Ser/Plas:Qn: | Bead-Based Multiplex Immunoassay
2021-04-02 | CYPAN | Cytokine Panel, Plasma | 610314 | MIP-1 alpha | 97053-3 | Macrophage inflammatory protein 1.alpha:MCnc:Pt:Ser/Plas:Qn: | Bead-Based Multiplex Immunoassay
2021-04-02 | CYPAN | Cytokine Panel, Plasma | 610307 | TNF | 3074-2 | Tumor necrosis factor.alpha:MCnc:Pt:Ser/Plas:Qn: | Bead-Based Multiplex Immunoassay
2021-04-02 | BRAFD | BRAF V600E/V600K Somatic Mutation Analysis, Tumor | 608307 | Result | 97025-1 | BRAF gene.p.Val600 mutations:Prid:Pt:Tiss:Nom:Molgen | Droplet Digital Polymerase Chain Reaction (ddPCR)
2021-04-02 | SALCT | Cortisol, Saliva | 23612 | AM Cortisol | 58674-3 | Cortisol^8 AM specimen:MCnc:Pt:Saliva:Qn: | Liquid Chromatography Tandem Mass Spectrometry (LC-MS/MS)
2021-04-02 | SALCT | Cortisol, Saliva | 23613 | PM Cortisol | 58668-5 | Cortisol^4 PM specimen:MCnc:Pt:Saliva:Qn: | Liquid Chromatography Tandem Mass Spectrometry (LC-MS/MS)
2021-04-02 | SALCT | Cortisol, Saliva | 23614 | Midnight Cortisol | 58642-0 | Cortisol^12 AM specimen:MCnc:Pt:Saliva:Qn: | Liquid Chromatography Tandem Mass Spectrometry (LC-MS/MS)
2021-04-02 | SALCT | Cortisol, Saliva | 84225 | Cortisol, Saliva | 2142-8 | Cortisol:MCnc:Pt:Saliva:Qn: | Liquid Chromatography Tandem Mass Spectrometry (LC-MS/MS)
2021-03-30 | PGXQP | Focused Pharmacogenomics Panel, Varies | 610190 | CYP2C9 Phenotype | 79716-7 | CYP2C9 gene product metabolic activity interpretation:Imp:Pt:Bld/Tiss:Ord:Molgen | Real Time Polymerase Chain Reaction (RT-PCR) with Allelic Discrimination Analysis/PCR followed by DNA Sequencing, when appropriate
2021-03-30 | PSYQP | Psychotropic Pharmacogenomics Gene Panel, Varies | 610220 | CYP2C9 Phenotype | 79716-7 | CYP2C9 gene product metabolic activity interpretation:Imp:Pt:Bld/Tiss:Ord:Molgen | Real-Time Polymerase Chain Reaction (RT-PCR) with Allelic Discrimination Analysis/Qualitative Allele-Specific RT-PCR/PCR followed by Sizing Analysis
2021-03-30 | TPNUQ | Thiopurine Methyltransferase (TPMT) and Nudix Hydrolase (NUDT15) Genotyping, Varies | 610160 | TPMT Phenotype | 79713-4 | TPMT gene product metabolic activity interpretation:Imp:Pt:Bld/Tiss:Ord:Molgen | Real-Time Polymerase Chain Reaction (PCR) With Allelic Discrimination Analysis
2021-03-30 | TPNUQ | Thiopurine Methyltransferase (TPMT) and Nudix Hydrolase (NUDT15) Genotyping, Varies | 610159 | TPMT Genotype | 41048-0 | TPMT gene targeted mutation analysis:Prid:Pt:Bld/Tiss:Nom:Molgen | Real-Time Polymerase Chain Reaction (PCR) With Allelic Discrimination Analysis
2021-03-30 | PGXQP | Focused Pharmacogenomics Panel, Varies | 610191 | CYP2D6 Genotype | 40425-1 | CYP2D6 gene allele:Geno:Pt:Bld/Tiss:Nom:Molgen | Real Time Polymerase Chain Reaction (RT-PCR) with Allelic Discrimination Analysis/PCR followed by DNA Sequencing, when appropriate
2021-03-30 | PGXQP | Focused Pharmacogenomics Panel, Varies | 610192 | CYP2D6 Phenotype | 79715-9 | CYP2D6 gene product metabolic activity interpretation:Imp:Pt:Bld/Tiss:Ord:Molgen | Real Time Polymerase Chain Reaction (RT-PCR) with Allelic Discrimination Analysis/PCR followed by DNA Sequencing, when appropriate
2021-03-30 | PSYQP | Psychotropic Pharmacogenomics Gene Panel, Varies | 610210 | ANKK1 rs1800497 Genotype | 94402-5 | ANKK1 gene.c.2137G>A:Geno:Pt:Bld/Tiss:Nom:Molgen | Real-Time Polymerase Chain Reaction (RT-PCR) with Allelic Discrimination Analysis/Qualitative Allele-Specific RT-PCR/PCR followed by Sizing Analysis
2021-03-30 | PSYQP | Psychotropic Pharmacogenomics Gene Panel, Varies | 610211 | CHRNA3 rs1051730 Genotype | 94403-3 | CHRNA3 gene.c.645C>T:Geno:Pt:Bld/Tiss:Nom:Molgen | Real-Time Polymerase Chain Reaction (RT-PCR) with Allelic Discrimination Analysis/Qualitative Allele-Specific RT-PCR/PCR followed by Sizing Analysis
2021-03-30 | PSYQP | Psychotropic Pharmacogenomics Gene Panel, Varies | 610212 | COMT rs4680 Genotype | 74511-7 | COMT gene.c.1947G>A:Geno:Pt:Bld/Tiss:Nom:Molgen | Real-Time Polymerase Chain Reaction (RT-PCR) with Allelic Discrimination Analysis/Qualitative Allele-Specific RT-PCR/PCR followed by Sizing Analysis
2021-03-30 | PSYQP | Psychotropic Pharmacogenomics Gene Panel, Varies | 610209 | ADRA2A rs1800544 Genotype | 94401-7 | ADRA2A gene.c.-1252G>C:Geno:Pt:Bld/Tiss:Nom:Molgen | Real-Time Polymerase Chain Reaction (RT-PCR) with Allelic Discrimination Analysis/Qualitative Allele-Specific RT-PCR/PCR followed by Sizing Analysis
2021-03-30 | PGXQP | Focused Pharmacogenomics Panel, Varies | 610193 | CYP3A4 Genotype | 81139-8 | CYP3A4 gene allele:Geno:Pt:Bld/Tiss:Nom:Molgen | Real Time Polymerase Chain Reaction (RT-PCR) with Allelic Discrimination Analysis/PCR followed by DNA Sequencing, when appropriate
2021-03-30 | PGXQP | Focused Pharmacogenomics Panel, Varies | 610194 | CYP3A4 Phenotype | 81145-5 | CYP3A4 gene product metabolic activity interpretation:Imp:Pt:Bld/Tiss:Ord:Molgen | Real Time Polymerase Chain Reaction (RT-PCR) with Allelic Discrimination Analysis/PCR followed by DNA Sequencing, when appropriate
2021-03-30 | PGXQP | Focused Pharmacogenomics Panel, Varies | 610195 | CYP3A5 Genotype | 81140-6 | CYP3A5 gene allele:Geno:Pt:Bld/Tiss:Nom:Molgen | Real Time Polymerase Chain Reaction (RT-PCR) with Allelic Discrimination Analysis/PCR followed by DNA Sequencing, when appropriate
2021-03-30 | PGXQP | Focused Pharmacogenomics Panel, Varies | 610196 | CYP3A5 Phenotype | 79717-5 | CYP3A5 gene product metabolic activity interpretation:Imp:Pt:Bld/Tiss:Ord:Molgen | Real Time Polymerase Chain Reaction (RT-PCR) with Allelic Discrimination Analysis/PCR followed by DNA Sequencing, when appropriate
2021-03-30 | PGXQP | Focused Pharmacogenomics Panel, Varies | 610185 | CYP1A2 Genotype | 72884-0 | CYP1A2 gene allele:Geno:Pt:Bld/Tiss:Nom:Molgen | Real Time Polymerase Chain Reaction (RT-PCR) with Allelic Discrimination Analysis/PCR followed by DNA Sequencing, when appropriate
2021-03-30 | PGXQP | Focused Pharmacogenomics Panel, Varies | 610186 | CYP1A2 Phenotype | 94254-0 | CYP1A2 gene product metabolic activity interpretation:Imp:Pt:Bld/Tiss:Ord:Molgen | Real Time Polymerase Chain Reaction (RT-PCR) with Allelic Discrimination Analysis/PCR followed by DNA Sequencing, when appropriate
2021-03-30 | PGXQP | Focused Pharmacogenomics Panel, Varies | 610187 | CYP2C19 Genotype | 57132-3 | CYP2C19 gene allele:Geno:Pt:Bld/Tiss:Nom:Molgen | Real Time Polymerase Chain Reaction (RT-PCR) with Allelic Discrimination Analysis/PCR followed by DNA Sequencing, when appropriate
2021-03-30 | PGXQP | Focused Pharmacogenomics Panel, Varies | 610188 | CYP2C19 Phenotype | 79714-2 | CYP2C19 gene product metabolic activity interpretation:Imp:Pt:Bld/Tiss:Ord:Molgen | Real Time Polymerase Chain Reaction (RT-PCR) with Allelic Discrimination Analysis/PCR followed by DNA Sequencing, when appropriate
2021-03-30 | PSYQP | Psychotropic Pharmacogenomics Gene Panel, Varies | 610213 | CYP1A2 Genotype | 72884-0 | CYP1A2 gene allele:Geno:Pt:Bld/Tiss:Nom:Molgen | Real-Time Polymerase Chain Reaction (RT-PCR) with Allelic Discrimination Analysis/Qualitative Allele-Specific RT-PCR/PCR followed by Sizing Analysis
2021-03-30 | PSYQP | Psychotropic Pharmacogenomics Gene Panel, Varies | 610214 | CYP1A2 Phenotype | 94254-0 | CYP1A2 gene product metabolic activity interpretation:Imp:Pt:Bld/Tiss:Ord:Molgen | Real-Time Polymerase Chain Reaction (RT-PCR) with Allelic Discrimination Analysis/Qualitative Allele-Specific RT-PCR/PCR followed by Sizing Analysis
2021-03-30 | PSYQP | Psychotropic Pharmacogenomics Gene Panel, Varies | 610215 | CYP2B6 Genotype | 72882-4 | CYP2B6 gene allele:Geno:Pt:Bld/Tiss:Nom:Molgen | Real-Time Polymerase Chain Reaction (RT-PCR) with Allelic Discrimination Analysis/Qualitative Allele-Specific RT-PCR/PCR followed by Sizing Analysis
2021-03-30 | PSYQP | Psychotropic Pharmacogenomics Gene Panel, Varies | 610216 | CYP2B6 Phenotype | 79720-9 | CYP2B6 gene product metabolic activity interpretation:Imp:Pt:Bld/Tiss:Ord:Molgen | Real-Time Polymerase Chain Reaction (RT-PCR) with Allelic Discrimination Analysis/Qualitative Allele-Specific RT-PCR/PCR followed by Sizing Analysis
2021-03-30 | PSYQP | Psychotropic Pharmacogenomics Gene Panel, Varies | 610217 | CYP2C19 Genotype | 57132-3 | CYP2C19 gene allele:Geno:Pt:Bld/Tiss:Nom:Molgen | Real-Time Polymerase Chain Reaction (RT-PCR) with Allelic Discrimination Analysis/Qualitative Allele-Specific RT-PCR/PCR followed by Sizing Analysis
2021-03-30 | PSYQP | Psychotropic Pharmacogenomics Gene Panel, Varies | 610218 | CYP2C19 Phenotype | 79714-2 | CYP2C19 gene product metabolic activity interpretation:Imp:Pt:Bld/Tiss:Ord:Molgen | Real-Time Polymerase Chain Reaction (RT-PCR) with Allelic Discrimination Analysis/Qualitative Allele-Specific RT-PCR/PCR followed by Sizing Analysis
2021-03-30 | PSYQP | Psychotropic Pharmacogenomics Gene Panel, Varies | 610219 | CYP2C9 Genotype | 46724-1 | CYP2C9 gene allele:Geno:Pt:Bld/Tiss:Nom:Molgen | Real-Time Polymerase Chain Reaction (RT-PCR) with Allelic Discrimination Analysis/Qualitative Allele-Specific RT-PCR/PCR followed by Sizing Analysis
2021-03-30 | PSYQP | Psychotropic Pharmacogenomics Gene Panel, Varies | 610221 | CYP2D6 Genotype | 40425-1 | CYP2D6 gene allele:Geno:Pt:Bld/Tiss:Nom:Molgen | Real-Time Polymerase Chain Reaction (RT-PCR) with Allelic Discrimination Analysis/Qualitative Allele-Specific RT-PCR/PCR followed by Sizing Analysis
2021-03-30 | PSYQP | Psychotropic Pharmacogenomics Gene Panel, Varies | 610222 | CYP2D6 Phenotype | 79715-9 | CYP2D6 gene product metabolic activity interpretation:Imp:Pt:Bld/Tiss:Ord:Molgen | Real-Time Polymerase Chain Reaction (RT-PCR) with Allelic Discrimination Analysis/Qualitative Allele-Specific RT-PCR/PCR followed by Sizing Analysis
2021-03-30 | TPNUQ | Thiopurine Methyltransferase (TPMT) and Nudix Hydrolase (NUDT15) Genotyping, Varies | 610161 | NUDT15 Genotype | 93194-9 | NUDT15 gene targeted mutation analysis:Prid:Pt:Bld/Tiss:Nom:Molgen | Real-Time Polymerase Chain Reaction (PCR) With Allelic Discrimination Analysis
2021-03-30 | TPNUQ | Thiopurine Methyltransferase (TPMT) and Nudix Hydrolase (NUDT15) Genotyping, Varies | 610162 | NUDT15 Phenotype | 93195-6 | NUDT15 gene product metabolic activity interpretation:Imp:Pt:Bld/Tiss:Ord:Molgen | Real-Time Polymerase Chain Reaction (PCR) With Allelic Discrimination Analysis
2021-03-30 | U1A1Q | UDP-Glucuronosyltransferase 1A1 TA Repeat Genotype, UGT1A1, Varies | 610168 | UGT1A1 Genotype | 93845-6 | UGT1A1 gene allele:Geno:Pt:Bld/Tiss:Nom:Molgen | Real-Time Polymerase Chain Reaction (PCR) with Allelic Discrimination Analysis
2021-03-30 | U1A1Q | UDP-Glucuronosyltransferase 1A1 TA Repeat Genotype, UGT1A1, Varies | 610169 | UGT1A1 Phenotype | 79718-3 | UGT1A1 gene product metabolic activity interpretation:Imp:Pt:Bld/Tiss:Ord:Molgen | Real-Time Polymerase Chain Reaction (PCR) with Allelic Discrimination Analysis
2021-03-30 | MPHNU | Methylphenidate and Metabolite, Random, Urine | 608883 | Ritalinic Acid by LC-MS/MS | 72790-9 | Alpha-Phenyl-2-Piperidine acetate:MCnc:Pt:Urine:Qn:Confirm | Liquid Chromatography Tandem Mass Spectrometry (LC-MS/MS)
2021-03-30 | MPHNU | Methylphenidate and Metabolite, Random, Urine | 608882 | Methylphenidate by LC-MS/MS | 20548-4 | Methylphenidate:MCnc:Pt:Urine:Qn:Confirm | Liquid Chromatography Tandem Mass Spectrometry (LC-MS/MS)
2021-03-30 | MPHNU | Methylphenidate and Metabolite, Random, Urine | 608884 | Methylphenidate Interpretation | 69050-3 | Toxicologist review:Imp:Pt:XXX:Nar: | Liquid Chromatography Tandem Mass Spectrometry (LC-MS/MS)
2021-03-29 | PGXQP | Focused Pharmacogenomics Panel, Varies | 610202 | Warfarin CYP4F2 *3 Genotype | 93197-2 | CYP4F2 gene.c.1297G>A:Geno:Pt:Bld/Tiss:Nom:Molgen | Real Time Polymerase Chain Reaction (RT-PCR) with Allelic Discrimination Analysis/PCR followed by DNA Sequencing, when appropriate
2021-03-29 | PGXQP | Focused Pharmacogenomics Panel, Varies | 610203 | Warfarin rs12777823 Genotype | 93198-0 | 10q23 g.94645745G>A:Geno:Pt:Bld/Tiss:Nom:Molgen | Real Time Polymerase Chain Reaction (RT-PCR) with Allelic Discrimination Analysis/PCR followed by DNA Sequencing, when appropriate
2021-03-29 | WARSQ | Warfarin Response Genotype, Varies | 610178 | Warfarin CYP4F2 *3 Genotype | 93197-2 | CYP4F2 gene.c.1297G>A:Geno:Pt:Bld/Tiss:Nom:Molgen | Real-Time Polymerase Chain Reaction (PCR) with Allelic Discrimination Analysis
2021-03-29 | WARSQ | Warfarin Response Genotype, Varies | 610179 | Warfarin rs12777823 Genotype | 93198-0 | 10q23 g.94645745G>A:Geno:Pt:Bld/Tiss:Nom:Molgen | Real-Time Polymerase Chain Reaction (PCR) with Allelic Discrimination Analysis
2021-03-29 | HL58R | HLA-B*5801 Genotype, Allopurinol Hypersensitivity, Varies | 610667 | Interpretation | 69047-9 | Geneticist review:Imp:Pt:XXX:Nar: | Qualitative Allele-Specific Real-Time Polymerase Chain Reaction (PCR)
2021-03-29 | WARSQ | Warfarin Response Genotype, Varies | 610180 | Interpretation | 69047-9 | Geneticist review:Imp:Pt:XXX:Nar: | Real-Time Polymerase Chain Reaction (PCR) with Allelic Discrimination Analysis
2021-03-29 | HL58R | HLA-B*5801 Genotype, Allopurinol Hypersensitivity, Varies | 610668 | Additional Information | 48767-8 | Annotation comment:Imp:Pt:{system}:Nar: | Qualitative Allele-Specific Real-Time Polymerase Chain Reaction (PCR)
2021-03-29 | HL58R | HLA-B*5801 Genotype, Allopurinol Hypersensitivity, Varies | 610670 | Disclaimer | 62364-5 | Test performance information:Find:Pt:XXX:Nar: | Qualitative Allele-Specific Real-Time Polymerase Chain Reaction (PCR)
2021-03-29 | HL58R | HLA-B*5801 Genotype, Allopurinol Hypersensitivity, Varies | 610671 | Reviewed by | 18771-6 | Provider.signing name:Pn:Pt:Report:Nom: | Qualitative Allele-Specific Real-Time Polymerase Chain Reaction (PCR)
2021-03-29 | WARSQ | Warfarin Response Genotype, Varies | 610181 | Additional Information | 48767-8 | Annotation comment:Imp:Pt:{system}:Nar: | Real-Time Polymerase Chain Reaction (PCR) with Allelic Discrimination Analysis
2021-03-29 | WARSQ | Warfarin Response Genotype, Varies | 610183 | Disclaimer | 62364-5 | Test performance information:Find:Pt:XXX:Nar: | Real-Time Polymerase Chain Reaction (PCR) with Allelic Discrimination Analysis
2021-03-29 | WARSQ | Warfarin Response Genotype, Varies | 610184 | Reviewed by | 18771-6 | Provider.signing name:Pn:Pt:Report:Nom: | Real-Time Polymerase Chain Reaction (PCR) with Allelic Discrimination Analysis
2021-03-29 | PGXQP | Focused Pharmacogenomics Panel, Varies | 610204 | Interpretation | 69047-9 | Geneticist review:Imp:Pt:XXX:Nar: | Real Time Polymerase Chain Reaction (RT-PCR) with Allelic Discrimination Analysis/PCR followed by DNA Sequencing, when appropriate
2021-03-29 | PGXQP | Focused Pharmacogenomics Panel, Varies | 610205 | Additional Information | 48767-8 | Annotation comment:Imp:Pt:{system}:Nar: | Real Time Polymerase Chain Reaction (RT-PCR) with Allelic Discrimination Analysis/PCR followed by DNA Sequencing, when appropriate
2021-03-29 | PGXQP | Focused Pharmacogenomics Panel, Varies | 610207 | Disclaimer | 62364-5 | Test performance information:Find:Pt:XXX:Nar: | Real Time Polymerase Chain Reaction (RT-PCR) with Allelic Discrimination Analysis/PCR followed by DNA Sequencing, when appropriate
2021-03-29 | PGXQP | Focused Pharmacogenomics Panel, Varies | 610208 | Reviewed by | 18771-6 | Provider.signing name:Pn:Pt:Report:Nom: | Real Time Polymerase Chain Reaction (RT-PCR) with Allelic Discrimination Analysis/PCR followed by DNA Sequencing, when appropriate
2021-03-29 | U1A1Q | UDP-Glucuronosyltransferase 1A1 TA Repeat Genotype, UGT1A1, Varies | 610170 | Interpretation | 69047-9 | Geneticist review:Imp:Pt:XXX:Nar: | Real-Time Polymerase Chain Reaction (PCR) with Allelic Discrimination Analysis
2021-03-29 | U1A1Q | UDP-Glucuronosyltransferase 1A1 TA Repeat Genotype, UGT1A1, Varies | 610171 | Additional Information | 48767-8 | Annotation comment:Imp:Pt:{system}:Nar: | Real-Time Polymerase Chain Reaction (PCR) with Allelic Discrimination Analysis
2021-03-29 | U1A1Q | UDP-Glucuronosyltransferase 1A1 TA Repeat Genotype, UGT1A1, Varies | 610173 | Disclaimer | 62364-5 | Test performance information:Find:Pt:XXX:Nar: | Real-Time Polymerase Chain Reaction (PCR) with Allelic Discrimination Analysis
2021-03-29 | U1A1Q | UDP-Glucuronosyltransferase 1A1 TA Repeat Genotype, UGT1A1, Varies | 610174 | Reviewed by | 18771-6 | Provider.signing name:Pn:Pt:Report:Nom: | Real-Time Polymerase Chain Reaction (PCR) with Allelic Discrimination Analysis
2021-03-29 | SLC1Q | Solute Carrier Organic Anion Transporter Family Member 1B1 (SLCO1B1) Genotype, Statin, Varies | 610154 | Interpretation | 69047-9 | Geneticist review:Imp:Pt:XXX:Nar: | Real-Time Polymerase Chain Reaction (PCR) with Allelic Discrimination Analysis
2021-03-29 | SLC1Q | Solute Carrier Organic Anion Transporter Family Member 1B1 (SLCO1B1) Genotype, Statin, Varies | 610155 | Additional Information | 48767-8 | Annotation comment:Imp:Pt:{system}:Nar: | Real-Time Polymerase Chain Reaction (PCR) with Allelic Discrimination Analysis
2021-03-29 | SLC1Q | Solute Carrier Organic Anion Transporter Family Member 1B1 (SLCO1B1) Genotype, Statin, Varies | 610157 | Disclaimer | 62364-5 | Test performance information:Find:Pt:XXX:Nar: | Real-Time Polymerase Chain Reaction (PCR) with Allelic Discrimination Analysis
2021-03-29 | SLC1Q | Solute Carrier Organic Anion Transporter Family Member 1B1 (SLCO1B1) Genotype, Statin, Varies | 610158 | Reviewed by | 18771-6 | Provider.signing name:Pn:Pt:Report:Nom: | Real-Time Polymerase Chain Reaction (PCR) with Allelic Discrimination Analysis
2021-03-29 | TPNUQ | Thiopurine Methyltransferase (TPMT) and Nudix Hydrolase (NUDT15) Genotyping, Varies | 610163 | Interpretation | 69047-9 | Geneticist review:Imp:Pt:XXX:Nar: | Real-Time Polymerase Chain Reaction (PCR) With Allelic Discrimination Analysis
2021-03-29 | TPNUQ | Thiopurine Methyltransferase (TPMT) and Nudix Hydrolase (NUDT15) Genotyping, Varies | 610164 | Additional Information | 48767-8 | Annotation comment:Imp:Pt:{system}:Nar: | Real-Time Polymerase Chain Reaction (PCR) With Allelic Discrimination Analysis
2021-03-29 | TPNUQ | Thiopurine Methyltransferase (TPMT) and Nudix Hydrolase (NUDT15) Genotyping, Varies | 610166 | Disclaimer | 62364-5 | Test performance information:Find:Pt:XXX:Nar: | Real-Time Polymerase Chain Reaction (PCR) With Allelic Discrimination Analysis
2021-03-29 | TPNUQ | Thiopurine Methyltransferase (TPMT) and Nudix Hydrolase (NUDT15) Genotyping, Varies | 610167 | Reviewed by | 18771-6 | Provider.signing name:Pn:Pt:Report:Nom: | Real-Time Polymerase Chain Reaction (PCR) With Allelic Discrimination Analysis
2021-03-29 | PGXQP | Focused Pharmacogenomics Panel, Varies | 610197 | SLCO1B1 Genotype | 93412-5 | SLCO1B1 gene targeted mutation analysis:Find:Pt:Bld/Tiss:Doc:Molgen | Real Time Polymerase Chain Reaction (RT-PCR) with Allelic Discrimination Analysis/PCR followed by DNA Sequencing, when appropriate
2021-03-29 | PGXQP | Focused Pharmacogenomics Panel, Varies | 610198 | SLCO1B1 Phenotype | 79722-5 | SLCO1B1 gene product functional interpretation:Imp:Pt:Bld/Tiss:Ord:Molgen | Real Time Polymerase Chain Reaction (RT-PCR) with Allelic Discrimination Analysis/PCR followed by DNA Sequencing, when appropriate
2021-03-29 | SLC1Q | Solute Carrier Organic Anion Transporter Family Member 1B1 (SLCO1B1) Genotype, Statin, Varies | 610152 | SLCO1B1 Genotype | 93412-5 | SLCO1B1 gene targeted mutation analysis:Find:Pt:Bld/Tiss:Doc:Molgen | Real-Time Polymerase Chain Reaction (PCR) with Allelic Discrimination Analysis
2021-03-29 | SLC1Q | Solute Carrier Organic Anion Transporter Family Member 1B1 (SLCO1B1) Genotype, Statin, Varies | 610153 | SLCO1B1 Phenotype | 79722-5 | SLCO1B1 gene product functional interpretation:Imp:Pt:Bld/Tiss:Ord:Molgen | Real-Time Polymerase Chain Reaction (PCR) with Allelic Discrimination Analysis
2021-03-29 | DPYDQ | Dihydropyrimidine Dehydrogenase Genotype, Varies | 610140 | Interpretation | 69047-9 | Geneticist review:Imp:Pt:XXX:Nar: | Real-Time Polymerase Chain Reaction (PCR) with Allelic Discrimination Analysis
2021-03-29 | DPYDQ | Dihydropyrimidine Dehydrogenase Genotype, Varies | 610141 | Additional Information | 48767-8 | Annotation comment:Imp:Pt:{system}:Nar: | Real-Time Polymerase Chain Reaction (PCR) with Allelic Discrimination Analysis
2021-03-29 | DPYDQ | Dihydropyrimidine Dehydrogenase Genotype, Varies | 610143 | Disclaimer | 62364-5 | Test performance information:Find:Pt:XXX:Nar: | Real-Time Polymerase Chain Reaction (PCR) with Allelic Discrimination Analysis
2021-03-29 | DPYDQ | Dihydropyrimidine Dehydrogenase Genotype, Varies | 610144 | Reviewed by | 18771-6 | Provider.signing name:Pn:Pt:Report:Nom: | Real-Time Polymerase Chain Reaction (PCR) with Allelic Discrimination Analysis
2021-03-29 | IL28Q | Interleukin 28B (IL28B) Variant (rs12979860), Varies | 610145 | IL28B Genotype | 60279-7 | IL28B gene associated variant rs12979860:PrThr:Pt:Bld/Tiss:Ord:Molgen | Real-Time Polymerase Chain Reaction (PCR) With Allelic Discrimination Analysis
2021-03-29 | IL28Q | Interleukin 28B (IL28B) Variant (rs12979860), Varies | 610147 | Interpretation | 69047-9 | Geneticist review:Imp:Pt:XXX:Nar: | Real-Time Polymerase Chain Reaction (PCR) With Allelic Discrimination Analysis
2021-03-29 | IL28Q | Interleukin 28B (IL28B) Variant (rs12979860), Varies | 610148 | Additional Information | 48767-8 | Annotation comment:Imp:Pt:{system}:Nar: | Real-Time Polymerase Chain Reaction (PCR) With Allelic Discrimination Analysis
2021-03-29 | IL28Q | Interleukin 28B (IL28B) Variant (rs12979860), Varies | 610150 | Disclaimer | 62364-5 | Test performance information:Find:Pt:XXX:Nar: | Real-Time Polymerase Chain Reaction (PCR) With Allelic Discrimination Analysis
2021-03-29 | IL28Q | Interleukin 28B (IL28B) Variant (rs12979860), Varies | 610151 | Reviewed by | 18771-6 | Provider.signing name:Pn:Pt:Report:Nom: | Real-Time Polymerase Chain Reaction (PCR) With Allelic Discrimination Analysis
2021-03-25 | 1A2Q | Cytochrome P450 1A2 Genotype, Varies | 610078 | Additional Information | 48767-8 | Annotation comment:Imp:Pt:{system}:Nar: | Real-Time Polymerase Chain Reaction (PCR) with Allelic Discrimination Analysis
2021-03-25 | 2B6Q | Cytochrome P450 2B6 Genotype, Varies | 610085 | Additional Information | 48767-8 | Annotation comment:Imp:Pt:{system}:Nar: | Real Time-Polymerase Chain Reaction (RT-PCR) with Allelic Discrimination Analysis
2021-03-25 | 2C9QT | Cytochrome P450 2C9 Genotype, Varies | 610099 | Additional Information | 48767-8 | Annotation comment:Imp:Pt:{system}:Nar: | Real-Time Polymerase Chain Reaction (PCR) with Allelic Discrimination Analysis
2021-03-25 | 2D6Q | Cytochrome P450 2D6 Comprehensive Cascade, Varies | 610106 | Additional Information | 48767-8 | Annotation comment:Imp:Pt:{system}:Nar: | Tier 1: Real Time Polymerase Chain Reaction (PCR) Tier 2: Polymerase Chain Reaction (PCR) followed by DNA Sequence Analysis
2021-03-25 | 3A4Q | Cytochrome P450 3A4 Genotype, Varies | 610113 | Additional Information | 48767-8 | Annotation comment:Imp:Pt:{system}:Nar: | Polymerase Chain Reaction (PCR) With Allelic Discrimination Analysis
2021-03-25 | 3A5Q | Cytochrome P450 3A5 Genotype, Varies | 610120 | Additional Information | 48767-8 | Annotation comment:Imp:Pt:{system}:Nar: | Polymerase Chain Reaction (PCR) With Allelic Discrimination Analysis
2021-03-24 | 2B6Q | Cytochrome P450 2B6 Genotype, Varies | 610082 | CYP2B6 Genotype | 72882-4 | CYP2B6 gene allele:Geno:Pt:Bld/Tiss:Nom:Molgen | Real Time-Polymerase Chain Reaction (RT-PCR) with Allelic Discrimination Analysis
2021-03-24 | 2B6Q | Cytochrome P450 2B6 Genotype, Varies | 610083 | CYP2B6 Phenotype | 79720-9 | CYP2B6 gene product metabolic activity interpretation:Imp:Pt:Bld/Tiss:Ord:Molgen | Real Time-Polymerase Chain Reaction (RT-PCR) with Allelic Discrimination Analysis
2021-03-24 | 2C19R | Cytochrome P450 2C19 Genotype, Varies | 610089 | CYP2C19 Genotype | 57132-3 | CYP2C19 gene allele:Geno:Pt:Bld/Tiss:Nom:Molgen | Real-Time Polymerase Chain Reaction (PCR) with Allelic Discrimination Analysis
2021-03-24 | 2C19R | Cytochrome P450 2C19 Genotype, Varies | 610090 | CYP2C19 Phenotype | 79714-2 | CYP2C19 gene product metabolic activity interpretation:Imp:Pt:Bld/Tiss:Ord:Molgen | Real-Time Polymerase Chain Reaction (PCR) with Allelic Discrimination Analysis
2021-03-24 | 2C9QT | Cytochrome P450 2C9 Genotype, Varies | 610096 | CYP2C9 Genotype | 46724-1 | CYP2C9 gene allele:Geno:Pt:Bld/Tiss:Nom:Molgen | Real-Time Polymerase Chain Reaction (PCR) with Allelic Discrimination Analysis
2021-03-24 | 2D6Q | Cytochrome P450 2D6 Comprehensive Cascade, Varies | 610103 | CYP2D6 Genotype | 40425-1 | CYP2D6 gene allele:Geno:Pt:Bld/Tiss:Nom:Molgen | Tier 1: Real Time Polymerase Chain Reaction (PCR) Tier 2: Polymerase Chain Reaction (PCR) followed by DNA Sequence Analysis
2021-03-24 | 1A2Q | Cytochrome P450 1A2 Genotype, Varies | 610075 | CYP1A2 Genotype | 72884-0 | CYP1A2 gene allele:Geno:Pt:Bld/Tiss:Nom:Molgen | Real-Time Polymerase Chain Reaction (PCR) with Allelic Discrimination Analysis
2021-03-24 | 3A4Q | Cytochrome P450 3A4 Genotype, Varies | 610110 | CYP3A4 Genotype | 81139-8 | CYP3A4 gene allele:Geno:Pt:Bld/Tiss:Nom:Molgen | Polymerase Chain Reaction (PCR) With Allelic Discrimination Analysis
2021-03-24 | 3A5Q | Cytochrome P450 3A5 Genotype, Varies | 610117 | CYP3A5 Genotype | 81140-6 | CYP3A5 gene allele:Geno:Pt:Bld/Tiss:Nom:Molgen | Polymerase Chain Reaction (PCR) With Allelic Discrimination Analysis
2021-03-24 | 1A2Q | Cytochrome P450 1A2 Genotype, Varies | 610076 | CYP1A2 Phenotype | 94254-0 | CYP1A2 gene product metabolic activity interpretation:Imp:Pt:Bld/Tiss:Ord:Molgen | Real-Time Polymerase Chain Reaction (PCR) with Allelic Discrimination Analysis
2021-03-24 | 2C9QT | Cytochrome P450 2C9 Genotype, Varies | 610097 | CYP2C9 Phenotype | 79716-7 | CYP2C9 gene product metabolic activity interpretation:Imp:Pt:Bld/Tiss:Ord:Molgen | Real-Time Polymerase Chain Reaction (PCR) with Allelic Discrimination Analysis
2021-03-24 | 2D6Q | Cytochrome P450 2D6 Comprehensive Cascade, Varies | 610104 | CYP2D6 Phenotype | 79715-9 | CYP2D6 gene product metabolic activity interpretation:Imp:Pt:Bld/Tiss:Ord:Molgen | Tier 1: Real Time Polymerase Chain Reaction (PCR) Tier 2: Polymerase Chain Reaction (PCR) followed by DNA Sequence Analysis
2021-03-24 | 3A4Q | Cytochrome P450 3A4 Genotype, Varies | 610111 | CYP3A4 Phenotype | 81145-5 | CYP3A4 gene product metabolic activity interpretation:Imp:Pt:Bld/Tiss:Ord:Molgen | Polymerase Chain Reaction (PCR) With Allelic Discrimination Analysis
2021-03-24 | 3A5Q | Cytochrome P450 3A5 Genotype, Varies | 610118 | CYP3A5 Phenotype | 79717-5 | CYP3A5 gene product metabolic activity interpretation:Imp:Pt:Bld/Tiss:Ord:Molgen | Polymerase Chain Reaction (PCR) With Allelic Discrimination Analysis
2021-03-24 | COMTQ | Catechol-O-Methyltransferase (COMT) Genotype, Varies | 610124 | COMT Genotype | 74511-7 | COMT gene.c.1947G>A:Geno:Pt:Bld/Tiss:Nom:Molgen | Real-Time Polymerase Chain Reaction (PCR) with Allelic Discrimination Analysis
2021-03-24 | COMTQ | Catechol-O-Methyltransferase (COMT) Genotype, Varies | 610125 | COMT Phenotype | 93411-7 | COMT gene product metabolic activity interpretation:Imp:Pt:Bld/Tiss:Ord:Molgen | Real-Time Polymerase Chain Reaction (PCR) with Allelic Discrimination Analysis
2021-03-24 | COMTQ | Catechol-O-Methyltransferase (COMT) Genotype, Varies | 610127 | Additional Information | 48767-8 | Annotation comment:Imp:Pt:{system}:Nar: | Real-Time Polymerase Chain Reaction (PCR) with Allelic Discrimination Analysis
2021-03-24 | COMTQ | Catechol-O-Methyltransferase (COMT) Genotype, Varies | 610126 | Interpretation | 69047-9 | Geneticist review:Imp:Pt:XXX:Nar: | Real-Time Polymerase Chain Reaction (PCR) with Allelic Discrimination Analysis
2021-03-24 | 3A5Q | Cytochrome P450 3A5 Genotype, Varies | 610119 | Interpretation | 69047-9 | Geneticist review:Imp:Pt:XXX:Nar: | Polymerase Chain Reaction (PCR) With Allelic Discrimination Analysis
2021-03-23 | 2D6Q | Cytochrome P450 2D6 Comprehensive Cascade, Varies | 610108 | Disclaimer | 62364-5 | Test performance information:Find:Pt:XXX:Nar: | Tier 1: Real Time Polymerase Chain Reaction (PCR) Tier 2: Polymerase Chain Reaction (PCR) followed by DNA Sequence Analysis
2021-03-23 | 3A4Q | Cytochrome P450 3A4 Genotype, Varies | 610115 | Disclaimer | 62364-5 | Test performance information:Find:Pt:XXX:Nar: | Polymerase Chain Reaction (PCR) With Allelic Discrimination Analysis
2021-03-23 | 3A5Q | Cytochrome P450 3A5 Genotype, Varies | 610122 | Disclaimer | 62364-5 | Test performance information:Find:Pt:XXX:Nar: | Polymerase Chain Reaction (PCR) With Allelic Discrimination Analysis
2021-03-23 | COMTQ | Catechol-O-Methyltransferase (COMT) Genotype, Varies | 610129 | Disclaimer | 62364-5 | Test performance information:Find:Pt:XXX:Nar: | Real-Time Polymerase Chain Reaction (PCR) with Allelic Discrimination Analysis
2021-03-23 | 1A2Q | Cytochrome P450 1A2 Genotype, Varies | 610080 | Disclaimer | 62364-5 | Test performance information:Find:Pt:XXX:Nar: | Real-Time Polymerase Chain Reaction (PCR) with Allelic Discrimination Analysis
2021-03-23 | 2B6Q | Cytochrome P450 2B6 Genotype, Varies | 610087 | Disclaimer | 62364-5 | Test performance information:Find:Pt:XXX:Nar: | Real Time-Polymerase Chain Reaction (RT-PCR) with Allelic Discrimination Analysis
2021-03-23 | 2C19R | Cytochrome P450 2C19 Genotype, Varies | 610094 | Disclaimer | 62364-5 | Test performance information:Find:Pt:XXX:Nar: | Real-Time Polymerase Chain Reaction (PCR) with Allelic Discrimination Analysis
2021-03-23 | 2C9QT | Cytochrome P450 2C9 Genotype, Varies | 610101 | Disclaimer | 62364-5 | Test performance information:Find:Pt:XXX:Nar: | Real-Time Polymerase Chain Reaction (PCR) with Allelic Discrimination Analysis
2021-03-23 | 2B6Q | Cytochrome P450 2B6 Genotype, Varies | 610084 | Interpretation | 69047-9 | Geneticist review:Imp:Pt:XXX:Nar: | Real Time-Polymerase Chain Reaction (RT-PCR) with Allelic Discrimination Analysis
2021-03-23 | 2C19R | Cytochrome P450 2C19 Genotype, Varies | 610091 | Interpretation | 69047-9 | Geneticist review:Imp:Pt:XXX:Nar: | Real-Time Polymerase Chain Reaction (PCR) with Allelic Discrimination Analysis
2021-03-23 | 2C9QT | Cytochrome P450 2C9 Genotype, Varies | 610098 | Interpretation | 69047-9 | Geneticist review:Imp:Pt:XXX:Nar: | Real-Time Polymerase Chain Reaction (PCR) with Allelic Discrimination Analysis
2021-03-23 | 2D6Q | Cytochrome P450 2D6 Comprehensive Cascade, Varies | 610105 | Interpretation | 69047-9 | Geneticist review:Imp:Pt:XXX:Nar: | Tier 1: Real Time Polymerase Chain Reaction (PCR) Tier 2: Polymerase Chain Reaction (PCR) followed by DNA Sequence Analysis
2021-03-23 | 3A4Q | Cytochrome P450 3A4 Genotype, Varies | 610112 | Interpretation | 69047-9 | Geneticist review:Imp:Pt:XXX:Nar: | Polymerase Chain Reaction (PCR) With Allelic Discrimination Analysis
2021-03-23 | 1A2Q | Cytochrome P450 1A2 Genotype, Varies | 610077 | Interpretation | 69047-9 | Geneticist review:Imp:Pt:XXX:Nar: | Real-Time Polymerase Chain Reaction (PCR) with Allelic Discrimination Analysis
2021-03-23 | 3A4Q | Cytochrome P450 3A4 Genotype, Varies | 610116 | Reviewed by | 18771-6 | Provider.signing name:Pn:Pt:Report:Nom: | Polymerase Chain Reaction (PCR) With Allelic Discrimination Analysis
2021-03-23 | 3A5Q | Cytochrome P450 3A5 Genotype, Varies | 610123 | Reviewed by | 18771-6 | Provider.signing name:Pn:Pt:Report:Nom: | Polymerase Chain Reaction (PCR) With Allelic Discrimination Analysis
2021-03-23 | COMTQ | Catechol-O-Methyltransferase (COMT) Genotype, Varies | 610130 | Reviewed by | 18771-6 | Provider.signing name:Pn:Pt:Report:Nom: | Real-Time Polymerase Chain Reaction (PCR) with Allelic Discrimination Analysis
2021-03-23 | 1A2Q | Cytochrome P450 1A2 Genotype, Varies | 610081 | Reviewed by | 18771-6 | Provider.signing name:Pn:Pt:Report:Nom: | Real-Time Polymerase Chain Reaction (PCR) with Allelic Discrimination Analysis
2021-03-23 | 2B6Q | Cytochrome P450 2B6 Genotype, Varies | 610088 | Reviewed by | 18771-6 | Provider.signing name:Pn:Pt:Report:Nom: | Real Time-Polymerase Chain Reaction (RT-PCR) with Allelic Discrimination Analysis
2021-03-23 | 2C19R | Cytochrome P450 2C19 Genotype, Varies | 610095 | Reviewed by | 18771-6 | Provider.signing name:Pn:Pt:Report:Nom: | Real-Time Polymerase Chain Reaction (PCR) with Allelic Discrimination Analysis
2021-03-23 | 2C9QT | Cytochrome P450 2C9 Genotype, Varies | 610102 | Reviewed by | 18771-6 | Provider.signing name:Pn:Pt:Report:Nom: | Real-Time Polymerase Chain Reaction (PCR) with Allelic Discrimination Analysis
2021-03-23 | 2D6Q | Cytochrome P450 2D6 Comprehensive Cascade, Varies | 610109 | Reviewed by | 18771-6 | Provider.signing name:Pn:Pt:Report:Nom: | Tier 1: Real Time Polymerase Chain Reaction (PCR) Tier 2: Polymerase Chain Reaction (PCR) followed by DNA Sequence Analysis
2021-03-15 | AIHL | Aminoglycoside-Induced Hearing Loss, Targeted Variant Testing, Droplet Digital PCR, Varies | 609787 | Source | 31208-2 | Specimen source:Prid:Pt:XXX:Nom: | Droplet Digital Polymerase Chain Reaction (ddPCR)
2021-03-15 | CGPH | Custom Gene Panel, Hereditary, Next-Generation Sequencing, Varies | 610422 | Test Description | 62364-5 | Test performance information:Find:Pt:XXX:Nar: | Sequence Capture and Next-Generation Sequencing (NGS)/Polymerase Chain Reaction (PCR), Sanger Sequencing or Multiplex Ligation-Dependent Probe Amplification (MLPA)
2021-03-15 | CGPH | Custom Gene Panel, Hereditary, Next-Generation Sequencing, Varies | 610424 | Genes Analyzed | 48018-6 | Gene identifier:ID:Pt:Bld/Tiss:Nom: | Sequence Capture and Next-Generation Sequencing (NGS)/Polymerase Chain Reaction (PCR), Sanger Sequencing or Multiplex Ligation-Dependent Probe Amplification (MLPA)
2021-03-15 | CGPH | Custom Gene Panel, Hereditary, Next-Generation Sequencing, Varies | MG135 | Gene List ID | 48018-6 | Gene identifier:ID:Pt:Bld/Tiss:Nom: | Sequence Capture and Next-Generation Sequencing (NGS)/Polymerase Chain Reaction (PCR), Sanger Sequencing or Multiplex Ligation-Dependent Probe Amplification (MLPA)
2021-03-15 | AIHL | Aminoglycoside-Induced Hearing Loss, Targeted Variant Testing, Droplet Digital PCR, Varies | 609788 | Result Summary | 50397-9 | Molecular diagnostic overall interpretation:PrThr:Pt:Bld/Tiss:Ord:Molgen | Droplet Digital Polymerase Chain Reaction (ddPCR)
2021-03-15 | AIHL | Aminoglycoside-Induced Hearing Loss, Targeted Variant Testing, Droplet Digital PCR, Varies | 609789 | Result | 82939-0 | Genetic variant details:Find:Pt:Bld/Tiss:Nar:Molgen | Droplet Digital Polymerase Chain Reaction (ddPCR)
2021-03-15 | AIHL | Aminoglycoside-Induced Hearing Loss, Targeted Variant Testing, Droplet Digital PCR, Varies | 609790 | Interpretation | 69047-9 | Geneticist review:Imp:Pt:XXX:Nar: | Droplet Digital Polymerase Chain Reaction (ddPCR)
2021-03-15 | AIHL | Aminoglycoside-Induced Hearing Loss, Targeted Variant Testing, Droplet Digital PCR, Varies | 609791 | Additional Information | 48767-8 | Annotation comment:Imp:Pt:{system}:Nar: | Droplet Digital Polymerase Chain Reaction (ddPCR)
2021-03-15 | AIHL | Aminoglycoside-Induced Hearing Loss, Targeted Variant Testing, Droplet Digital PCR, Varies | 609793 | Disclaimer | 62364-5 | Test performance information:Find:Pt:XXX:Nar: | Droplet Digital Polymerase Chain Reaction (ddPCR)
2021-03-15 | AIHL | Aminoglycoside-Induced Hearing Loss, Targeted Variant Testing, Droplet Digital PCR, Varies | 609794 | Released By | 18771-6 | Provider.signing name:Pn:Pt:Report:Nom: | Droplet Digital Polymerase Chain Reaction (ddPCR)
2021-03-15 | CGPH | Custom Gene Panel, Hereditary, Next-Generation Sequencing, Varies | 606040 | Result Summary | 50397-9 | Molecular diagnostic overall interpretation:PrThr:Pt:Bld/Tiss:Ord:Molgen | Sequence Capture and Next-Generation Sequencing (NGS)/Polymerase Chain Reaction (PCR), Sanger Sequencing or Multiplex Ligation-Dependent Probe Amplification (MLPA)
2021-03-15 | CGPH | Custom Gene Panel, Hereditary, Next-Generation Sequencing, Varies | 606041 | Result | 82939-0 | Genetic variant details:Find:Pt:Bld/Tiss:Nar:Molgen | Sequence Capture and Next-Generation Sequencing (NGS)/Polymerase Chain Reaction (PCR), Sanger Sequencing or Multiplex Ligation-Dependent Probe Amplification (MLPA)
2021-03-15 | CGPH | Custom Gene Panel, Hereditary, Next-Generation Sequencing, Varies | 606042 | Interpretation | 69047-9 | Geneticist review:Imp:Pt:XXX:Nar: | Sequence Capture and Next-Generation Sequencing (NGS)/Polymerase Chain Reaction (PCR), Sanger Sequencing or Multiplex Ligation-Dependent Probe Amplification (MLPA)
2021-03-15 | CGPH | Custom Gene Panel, Hereditary, Next-Generation Sequencing, Varies | 606043 | Additional Information | 48767-8 | Annotation comment:Imp:Pt:{system}:Nar: | Sequence Capture and Next-Generation Sequencing (NGS)/Polymerase Chain Reaction (PCR), Sanger Sequencing or Multiplex Ligation-Dependent Probe Amplification (MLPA)
2021-03-15 | CGPH | Custom Gene Panel, Hereditary, Next-Generation Sequencing, Varies | 606045 | Disclaimer | 62364-5 | Test performance information:Find:Pt:XXX:Nar: | Sequence Capture and Next-Generation Sequencing (NGS)/Polymerase Chain Reaction (PCR), Sanger Sequencing or Multiplex Ligation-Dependent Probe Amplification (MLPA)
2021-03-15 | CGPH | Custom Gene Panel, Hereditary, Next-Generation Sequencing, Varies | 606046 | Specimen | 31208-2 | Specimen source:Prid:Pt:XXX:Nom: | Sequence Capture and Next-Generation Sequencing (NGS)/Polymerase Chain Reaction (PCR), Sanger Sequencing or Multiplex Ligation-Dependent Probe Amplification (MLPA)
2021-03-15 | CGPH | Custom Gene Panel, Hereditary, Next-Generation Sequencing, Varies | 606047 | Source | 31208-2 | Specimen source:Prid:Pt:XXX:Nom: | Sequence Capture and Next-Generation Sequencing (NGS)/Polymerase Chain Reaction (PCR), Sanger Sequencing or Multiplex Ligation-Dependent Probe Amplification (MLPA)
2021-03-15 | CGPH | Custom Gene Panel, Hereditary, Next-Generation Sequencing, Varies | 606048 | Released By | 18771-6 | Provider.signing name:Pn:Pt:Report:Nom: | Sequence Capture and Next-Generation Sequencing (NGS)/Polymerase Chain Reaction (PCR), Sanger Sequencing or Multiplex Ligation-Dependent Probe Amplification (MLPA)
2021-03-15 | AIHL | Aminoglycoside-Induced Hearing Loss, Targeted Variant Testing, Droplet Digital PCR, Varies | 609786 | Specimen | 31208-2 | Specimen source:Prid:Pt:XXX:Nom: | Droplet Digital Polymerase Chain Reaction (ddPCR)
2021-03-15 | FC4AL | C4 Level by RIA | FC4AL | C4a Level | Not Provided |  | Radioimmunoassay (RIA)
2021-03-11 | WEGG | Whole Egg, IgE, Serum | WEGG | Whole Egg, IgE | 7291-8 | Egg whole Ab.IgE:ACnc:Pt:Ser:Qn: | Fluorescence Enzyme Immunoassay (FEIA)
2021-03-08 | PMSBB | Postmortem Screening, Bile and Blood Spot | 22680 | Method | 85069-3 | Lab test method:Type:Pt:Specimen:Nom:* | Flow Injection Analysis-Tandem Mass Spectrometry (FIA-MS/MS)
2021-03-05 | VIBC | Vibrio Culture, Feces | VIBC | Vibrio Culture, Stool | 6579-7 | Vibrio sp identified:Prid:Pt:Stool:Nom:Organism specific culture | Conventional Culture
2021-03-05 | PCPMC | Phencyclidine (PCP) Confirmation, Meconium | 89069 | PCP Confirmation, Meconium | 92816-8 | Phencyclidine:MCnt:Pt:Meconium:Qn:Confirm | Liquid Chromatography Tandem Mass Spectrometry (LC-MS/MS)
2021-03-05 | LY27B | HLA-B27, Blood | B27C | Interpretation | 96625-9 | HLA typing comment:Imp:Pt:Bld/Tiss:Nar: | Flow Cytometry
2021-03-05 | ETGS | Ethyl Glucuronide Screen, Random, Urine | 63420 | Ethyl Glucuronide Screen, U | 58375-7 | Ethyl glucuronide:PrThr:Pt:Urine:Ord:Screen | Immunoassay
2021-03-03 | MESOF | Mesothelioma, CDKN2A FISH, Tissue | 609716 | Interpretation | 69965-2 | Clinical cytogeneticist review:Imp:Pt:XXX:Nar: | Fluorescence In Situ Hybridization (FISH)
2021-03-03 | MESOF | Mesothelioma, CDKN2A FISH, Tissue | 609718 | Specimen | 31208-2 | Specimen source:Prid:Pt:XXX:Nom: | Fluorescence In Situ Hybridization (FISH)
2021-03-03 | MESOF | Mesothelioma, CDKN2A FISH, Tissue | 609719 | Source | 31208-2 | Specimen source:Prid:Pt:XXX:Nom: | Fluorescence In Situ Hybridization (FISH)
2021-03-03 | MESOF | Mesothelioma, CDKN2A FISH, Tissue | 609720 | Tissue ID | 80398-1 | Unique identifier:ID:Pt:Current sample:Nom: | Fluorescence In Situ Hybridization (FISH)
2021-03-03 | MESOF | Mesothelioma, CDKN2A FISH, Tissue | 609722 | Additional Information | 48767-8 | Annotation comment:Imp:Pt:{system}:Nar: | Fluorescence In Situ Hybridization (FISH)
2021-03-03 | MESOF | Mesothelioma, CDKN2A FISH, Tissue | 609723 | Disclaimer | 62364-5 | Test performance information:Find:Pt:XXX:Nar: | Fluorescence In Situ Hybridization (FISH)
2021-03-03 | MESOF | Mesothelioma, CDKN2A FISH, Tissue | 609724 | Released By | 18771-6 | Provider.signing name:Pn:Pt:Report:Nom: | Fluorescence In Situ Hybridization (FISH)
2021-03-03 | MESOF | Mesothelioma, CDKN2A FISH, Tissue | GC086 | Reason for Referral | 42349-1 | Reason for referral:Find:Pt:^Patient:Nar: | Fluorescence In Situ Hybridization (FISH)
2021-03-03 | RPHOC | Phosphorus, Random, Urine | RPHOC | Phosphorus, Random, U | 2778-9 | Phosphate:MCnc:Pt:Urine:Qn: | Molybdic Acid
2021-03-03 | IFXED | Immunofixation Heavy Chain Type Delta and Epsilon, Serum | 606458 | Immunofixation D and E | 74665-1 | Monoclonal band observed:Prid:Pt:Ser/Plas:Nom:Immunofixation | Immunofixation
2021-03-01 | KUR | Potassium, 24 Hour, Urine | KURU | Potassium, 24 Hr, U | 2829-0 | Potassium:SRat:24H:Urine:Qn: | Potentiometric, Indirect Ion-Selective Electrode (ISE)
2021-02-25 | MONOF | Monocyte Repartition by CD14/CD16, Blood | 610023 | Final Diagnosis | In Process |  | Immunophenotyping
2021-02-23 | ALDEF | Alpha Defensin, Lateral Flow Assay, Synovial Fluid | ADSRC | Alpha Defensin Source | 72923-6 | Specimen source:Prid:Pt:Synv fld:Nom: | Lateral Flow Assay (LFA)
2021-02-23 | ALDEF | Alpha Defensin, Lateral Flow Assay, Synovial Fluid | JOINT | Is this for a prosthetic joint? | 86955-2 | Preliminary testing affected submission for further testing:PrThr:Pt:Specimen:Ord: | Lateral Flow Assay (LFA)
2021-02-23 | 12PU1 | Protein, Total, 12 Hour, Urine | VL12A | Urine Volume | 13620-0 | Specimen volume:Vol:12H:Urine:Qn: | Turbidimetry
2021-02-23 | 12PU1 | Protein, Total, 12 Hour, Urine | TM12A | Collection Duration | 13362-9 | Collection duration:Time:*:Urine:Qn: | Turbidimetry
2021-02-16 | EOSU1 | Eosinophils, Random, Urine | EOSU1 | Eosinophils, U | 32014-3 | Eosinophils/100 leukocytes:NFr:Pt:Urine:Qn:Manual count | Hansel Stain
2021-02-16 | BILUR | Bilirubin, Random, Urine | BILUR | Bilirubin, Random, U | 5770-3 | Bilirubin:PrThr:Pt:Urine:Ord:Test strip | Colorimetric
2021-02-10 | FSERO | SeroNeg RAdx3 Profile | Z5779 | 14.3.3 ETA, Rheum. Arthritis | 75880-5 | 14-3-3 eta Ag:MCnc:Pt:Ser:Qn:IA | ELISA
2021-02-10 | FSERO | SeroNeg RAdx3 Profile | Z5780 | Anti-CEP-1 Ab, IgG | 96561-6 | Citrullinated alpha enolase peptide 1 Ab:ACnc:Pt:Ser:Qn:IA | ELISA
2021-02-10 | FSERO | SeroNeg RAdx3 Profile | Z5781 | Anti-Sa Ab, IgG | 54022-9 | Mutated citrullinated vimentin Ab:ACnc:Pt:Ser:Qn: | ELISA
2021-02-10 | CLLMF | Chronic Lymphocytic Leukemia, Specified FISH, Varies | GC093 | Probes Requested | 78040-3 | FISH probe target gene:ID:Pt:Laboratory device:Nom: | Fluorescence In Situ Hybridization (FISH)
2021-02-10 | CLLDF | Chronic Lymphocytic Leukemia, Diagnostic FISH, Varies | 610714 | Result Summary | 50397-9 | Molecular diagnostic overall interpretation:PrThr:Pt:Bld/Tiss:Ord:Molgen | Fluorescence In Situ Hybridization (FISH)
2021-02-10 | CLLDF | Chronic Lymphocytic Leukemia, Diagnostic FISH, Varies | 610716 | Result Table | 93356-4 | Cells.cytogenetic abnormality:Num:Pt:Bld/Tiss:Qn:Molgen | Fluorescence In Situ Hybridization (FISH)
2021-02-10 | CLLDF | Chronic Lymphocytic Leukemia, Diagnostic FISH, Varies | 610717 | Result | 62356-1 | Chromosome analysis result in ISCN expression:Find:Pt:Bld/Tiss:Nom:Molgen | Fluorescence In Situ Hybridization (FISH)
2021-02-10 | CLLMF | Chronic Lymphocytic Leukemia, Specified FISH, Varies | 610725 | Result Summary | 50397-9 | Molecular diagnostic overall interpretation:PrThr:Pt:Bld/Tiss:Ord:Molgen | Fluorescence In Situ Hybridization (FISH)
2021-02-10 | CLLMF | Chronic Lymphocytic Leukemia, Specified FISH, Varies | 610727 | Result Table | 93356-4 | Cells.cytogenetic abnormality:Num:Pt:Bld/Tiss:Qn:Molgen | Fluorescence In Situ Hybridization (FISH)
2021-02-10 | CLLMF | Chronic Lymphocytic Leukemia, Specified FISH, Varies | 610728 | Result | 62356-1 | Chromosome analysis result in ISCN expression:Find:Pt:Bld/Tiss:Nom:Molgen | Fluorescence In Situ Hybridization (FISH)
2021-02-10 | CLLMF | Chronic Lymphocytic Leukemia, Specified FISH, Varies | 610729 | Source | 31208-2 | Specimen source:Prid:Pt:XXX:Nom: | Fluorescence In Situ Hybridization (FISH)
2021-02-09 | CLLMF | Chronic Lymphocytic Leukemia, Specified FISH, Varies | GC092 | Specimen | 31208-2 | Specimen source:Prid:Pt:XXX:Nom: | Fluorescence In Situ Hybridization (FISH)
2021-02-09 | CLLDF | Chronic Lymphocytic Leukemia, Diagnostic FISH, Varies | 610715 | Interpretation | 69965-2 | Clinical cytogeneticist review:Imp:Pt:XXX:Nar: | Fluorescence In Situ Hybridization (FISH)
2021-02-09 | CLLDF | Chronic Lymphocytic Leukemia, Diagnostic FISH, Varies | 610719 | Method | 85069-3 | Lab test method:Type:Pt:Specimen:Nom:* | Fluorescence In Situ Hybridization (FISH)
2021-02-09 | CLLDF | Chronic Lymphocytic Leukemia, Diagnostic FISH, Varies | 610720 | Additional Information | 48767-8 | Annotation comment:Imp:Pt:{system}:Nar: | Fluorescence In Situ Hybridization (FISH)
2021-02-09 | CLLDF | Chronic Lymphocytic Leukemia, Diagnostic FISH, Varies | 610721 | Disclaimer | 62364-5 | Test performance information:Find:Pt:XXX:Nar: | Fluorescence In Situ Hybridization (FISH)
2021-02-09 | CLLDF | Chronic Lymphocytic Leukemia, Diagnostic FISH, Varies | 610722 | Released by | 18771-6 | Provider.signing name:Pn:Pt:Report:Nom: | Fluorescence In Situ Hybridization (FISH)
2021-02-09 | CLLDF | Chronic Lymphocytic Leukemia, Diagnostic FISH, Varies | GC088 | Reason for Referral | 42349-1 | Reason for referral:Find:Pt:^Patient:Nar: | Fluorescence In Situ Hybridization (FISH)
2021-02-09 | CLLDF | Chronic Lymphocytic Leukemia, Diagnostic FISH, Varies | GC089 | Specimen | 31208-2 | Specimen source:Prid:Pt:XXX:Nom: | Fluorescence In Situ Hybridization (FISH)
2021-02-09 | CLLMF | Chronic Lymphocytic Leukemia, Specified FISH, Varies | 610726 | Interpretation | 69965-2 | Clinical cytogeneticist review:Imp:Pt:XXX:Nar: | Fluorescence In Situ Hybridization (FISH)
2021-02-09 | CLLMF | Chronic Lymphocytic Leukemia, Specified FISH, Varies | 610730 | Method | 85069-3 | Lab test method:Type:Pt:Specimen:Nom:* | Fluorescence In Situ Hybridization (FISH)
2021-02-09 | CLLMF | Chronic Lymphocytic Leukemia, Specified FISH, Varies | 610731 | Additional Information | 48767-8 | Annotation comment:Imp:Pt:{system}:Nar: | Fluorescence In Situ Hybridization (FISH)
2021-02-09 | CLLMF | Chronic Lymphocytic Leukemia, Specified FISH, Varies | 610732 | Disclaimer | 62364-5 | Test performance information:Find:Pt:XXX:Nar: | Fluorescence In Situ Hybridization (FISH)
2021-02-09 | CLLMF | Chronic Lymphocytic Leukemia, Specified FISH, Varies | 610733 | Released by | 18771-6 | Provider.signing name:Pn:Pt:Report:Nom: | Fluorescence In Situ Hybridization (FISH)
2021-02-09 | CLLMF | Chronic Lymphocytic Leukemia, Specified FISH, Varies | GC091 | Reason for Referral | 42349-1 | Reason for referral:Find:Pt:^Patient:Nar: | Fluorescence In Situ Hybridization (FISH)
2021-02-08 | HCVSP | Hepatitis C Virus (HCV) Antibody Screen Prenatal, Serum | HCVA6 | HCV Ab Prenatal, S | 40726-2 | Hepatitis C virus Ab.IgG:PrThr:Pt:Ser/Plas:Ord:IA | Electrochemiluminescence Immunoassay (ECLIA)
2021-02-08 | HCVRP | Hepatitis C Virus (HCV) RNA Detection and Quantification, Real-Time Reverse Transcription-PCR, Prenatal, Serum | 609749 | HCV RNA Detect/Quant Prenatal, S | 11011-4 | Hepatitis C virus RNA:ACnc:Pt:Ser/Plas:Qn:Probe.amp.tar | Real-Time Reverse Transcription-Polymerase Chain Reaction (RT-PCR)
2021-02-08 | HPCOV | Severe Acute Respiratory Syndrome Coronavirus 2 (SARS CoV-2), Molecular Detection, Varies | HPCVS | SARS CoV-2 RNA, PCR, Source | 31208-2 | Specimen source:Prid:Pt:XXX:Nom: | Reverse Transcription, Real-Time Polymerase Chain Reaction (RT-qPCR)
2021-02-08 | PGDBS | Plasmalogens, Blood Spot | 609674 | Interpretation | 59462-2 | Clinical biochemist review:Imp:Pt:XXX:Nar: | Gas Chromatography Mass Spectrometry (GC-MS)
2021-02-08 | PGDBS | Plasmalogens, Blood Spot | BG724 | Reason for Referral | 42349-1 | Reason for referral:Find:Pt:^Patient:Nar: | Gas Chromatography Mass Spectrometry (GC-MS)
2021-02-08 | PGDBS | Plasmalogens, Blood Spot | 609673 | Reviewed By | 18771-6 | Provider.signing name:Pn:Pt:Report:Nom: | Gas Chromatography Mass Spectrometry (GC-MS)
2021-01-29 | SLO | Smith-Lemli-Opitz Screen, Plasma | 610626 | 8-Dehydrocholesterol | 34671-8 | 8-Dehydrocholesterol:MCnc:Pt:Ser/Plas:Qn: | Gas Chromatography Mass Spectrometry (GC-MS)
2021-01-29 | STER | Sterols, Plasma | 610623 | 8-Dehydrocholesterol | 34671-8 | 8-Dehydrocholesterol:MCnc:Pt:Ser/Plas:Qn: | Gas Chromatography Mass Spectrometry (GC-MS)
2021-01-29 | SLO | Smith-Lemli-Opitz Screen, Plasma | 610625 | 7-Dehydrocholesterol | 33275-9 | 7-Dehydrocholesterol:MCnc:Pt:Ser/Plas:Qn: | Gas Chromatography Mass Spectrometry (GC-MS)
2021-01-29 | STER | Sterols, Plasma | 610622 | 7-Dehydrocholesterol | 33275-9 | 7-Dehydrocholesterol:MCnc:Pt:Ser/Plas:Qn: | Gas Chromatography Mass Spectrometry (GC-MS)
2021-01-29 | PGRBC | Plasmalogens, Blood | 609684 | Reviewed By | 18771-6 | Provider.signing name:Pn:Pt:Report:Nom: | Gas Chromatography Mass Spectrometry (GC-MS)
2021-01-29 | PGRBC | Plasmalogens, Blood | 609685 | Interpretation | 59462-2 | Clinical biochemist review:Imp:Pt:XXX:Nar: | Gas Chromatography Mass Spectrometry (GC-MS)
2021-01-29 | PGRBC | Plasmalogens, Blood | BG726 | Reason for Referral | 42349-1 | Reason for referral:Find:Pt:^Patient:Nar: | Gas Chromatography Mass Spectrometry (GC-MS)
2021-01-27 | FBROM | Bromine - Total, Blood | Z5979 | Bromine - Total | 42725-2 | Bromide:MCnc:Pt:Bld:Qn: | Inductively Coupled Plasma/Mass Spectrometry (ICP/MS)
2021-01-25 | SDEX | Sickle Solubility, Blood | 9180 | Sickle Solubility, B | 6864-3 | Hemoglobin S:PrThr:Pt:Bld:Ord:Solubility test | Hemoglobin S Solubility
2021-01-25 | KI67P | Ki-67(MIB-1), Pulmonary, Quantitative Immunohistochemistry, Automated | 72132 | Interpretation | 29593-1 | Cells.Ki-67 nuclear Ag/100 cells:NFr:Pt:Tiss:Qn:Immune stain | Immunohistochemistry, Automated Quantitation, Hot-Spot Technique
2021-01-25 | KI67P | Ki-67(MIB-1), Pulmonary, Quantitative Immunohistochemistry, Automated | 72134 | Report electronically signed by | 19139-5 | Pathologist name:Pn:Pt:Provider:Nom: | Immunohistochemistry, Automated Quantitation, Hot-Spot Technique
2021-01-25 | KI67P | Ki-67(MIB-1), Pulmonary, Quantitative Immunohistochemistry, Automated | 72135 | Material Received | 81178-6 | Tissue block description and site:Desc:Pt:Specimen:Nar: | Immunohistochemistry, Automated Quantitation, Hot-Spot Technique
2021-01-25 | KI67P | Ki-67(MIB-1), Pulmonary, Quantitative Immunohistochemistry, Automated | 72136 | Disclaimer | 62364-5 | Test performance information:Find:Pt:XXX:Nar: | Immunohistochemistry, Automated Quantitation, Hot-Spot Technique
2021-01-25 | KI67P | Ki-67(MIB-1), Pulmonary, Quantitative Immunohistochemistry, Automated | 72137 | Case Number | 80398-1 | Unique identifier:ID:Pt:Current sample:Nom: | Immunohistochemistry, Automated Quantitation, Hot-Spot Technique
2021-01-25 | COVSQ | Severe Acute Respiratory Syndrome Coronavirus 2 (SARS-CoV-2), Spike Antibody, Semi-Quantitative, Serum | COVQN | SARS-CoV-2 Spike Ab, Quant, S | 94769-7 | SARS coronavirus 2 Ab:ACnc:Pt:Ser/Plas:Qn:IA | Electrochemiluminescence Immunoassay (ECLIA)
2021-01-21 | COCR | Cockroach, IgE, Serum | COCR | Cockroach, IgE | 6078-0 | Blatella germanica Ab.IgE:ACnc:Pt:Ser:Qn: | Fluorescence Enzyme Immunoassay (FEIA)
2021-01-15 | FSILS | Silicon, Serum | Z5930 | Silicon | 10829-0 | Silicon:MCnc:Pt:Ser/Plas:Qn: | Inductively Coupled Plasma/Optical Emission Spectrometry (ICP/OES)
2021-01-12 | FACN1 | Anti-cN-1A (NT5c1A) IBM | FACN1 | Anti-cN-1A (NT5c1A) IBM | 96562-4 | Cytosolic 5'-nucleotidase 1A Ab:ACnc:Pt:Ser:Qn:IA | Enzyme-linked immunosorbent assay (ELISA)
2021-01-12 | TSTIM | Targeted Stimulant Screen, Random, Urine | 610275 | 3,4-methylenedioxymethamphetamine (MDMA) | 19568-5 | Methylenedioxymethamphetamine:PrThr:Pt:Urine:Ord:Screen | Only orderable as part of profile. For more information see: -CSMPU / Controlled Substance Monitoring Panel, Random, Urine -ADMPU / Addiction Medicine Profile with Reflex, 22 Drug Classes, High Resolution Mass Spectrometry and Immunoassay Screen, Random, Urine -CSMEU / Controlled Substance Monitoring Enhanced Profile with Reflex, 21 Drug Classes, High Resolution Mass Spectrometry and Immunoassay Screen, Random, Urine -CSMTU / Controlled Substance Monitoring Targeted Profile, 17 Drug Classes, Mass Spectrometry, Random, Urine -TSPU / Targeted Stimulant Screen, Random, Urine Liquid Chromatography Tandem Mass Spectrometry, High-Resolution Accurate Mass (LC-MS/MS HRAM)
2021-01-12 | TSTIM | Targeted Stimulant Screen, Random, Urine | 610276 | 3,4-methylenedioxy-N-ethylamphetamine (MDEA) | 59844-1 | Methylenedioxyethylamphetamine:PrThr:Pt:Urine:Ord:Screen | Only orderable as part of profile. For more information see: -CSMPU / Controlled Substance Monitoring Panel, Random, Urine -ADMPU / Addiction Medicine Profile with Reflex, 22 Drug Classes, High Resolution Mass Spectrometry and Immunoassay Screen, Random, Urine -CSMEU / Controlled Substance Monitoring Enhanced Profile with Reflex, 21 Drug Classes, High Resolution Mass Spectrometry and Immunoassay Screen, Random, Urine -CSMTU / Controlled Substance Monitoring Targeted Profile, 17 Drug Classes, Mass Spectrometry, Random, Urine -TSPU / Targeted Stimulant Screen, Random, Urine Liquid Chromatography Tandem Mass Spectrometry, High-Resolution Accurate Mass (LC-MS/MS HRAM)
2021-01-12 | TSTIM | Targeted Stimulant Screen, Random, Urine | 610277 | 3,4-methylenedioxyamphetamine (MDA) | 19565-1 | Methylenedioxyamphetamine:PrThr:Pt:Urine:Ord:Screen | Only orderable as part of profile. For more information see: -CSMPU / Controlled Substance Monitoring Panel, Random, Urine -ADMPU / Addiction Medicine Profile with Reflex, 22 Drug Classes, High Resolution Mass Spectrometry and Immunoassay Screen, Random, Urine -CSMEU / Controlled Substance Monitoring Enhanced Profile with Reflex, 21 Drug Classes, High Resolution Mass Spectrometry and Immunoassay Screen, Random, Urine -CSMTU / Controlled Substance Monitoring Targeted Profile, 17 Drug Classes, Mass Spectrometry, Random, Urine -TSPU / Targeted Stimulant Screen, Random, Urine Liquid Chromatography Tandem Mass Spectrometry, High-Resolution Accurate Mass (LC-MS/MS HRAM)
2021-01-12 | TSTIM | Targeted Stimulant Screen, Random, Urine | 610273 | Methamphetamine | 19554-5 | Methamphetamine:PrThr:Pt:Urine:Ord:Screen | Only orderable as part of profile. For more information see: -CSMPU / Controlled Substance Monitoring Panel, Random, Urine -ADMPU / Addiction Medicine Profile with Reflex, 22 Drug Classes, High Resolution Mass Spectrometry and Immunoassay Screen, Random, Urine -CSMEU / Controlled Substance Monitoring Enhanced Profile with Reflex, 21 Drug Classes, High Resolution Mass Spectrometry and Immunoassay Screen, Random, Urine -CSMTU / Controlled Substance Monitoring Targeted Profile, 17 Drug Classes, Mass Spectrometry, Random, Urine -TSPU / Targeted Stimulant Screen, Random, Urine Liquid Chromatography Tandem Mass Spectrometry, High-Resolution Accurate Mass (LC-MS/MS HRAM)
2021-01-12 | TSTIM | Targeted Stimulant Screen, Random, Urine | 610274 | Amphetamine | 19343-3 | Amphetamine:PrThr:Pt:Urine:Ord:Screen | Only orderable as part of profile. For more information see: -CSMPU / Controlled Substance Monitoring Panel, Random, Urine -ADMPU / Addiction Medicine Profile with Reflex, 22 Drug Classes, High Resolution Mass Spectrometry and Immunoassay Screen, Random, Urine -CSMEU / Controlled Substance Monitoring Enhanced Profile with Reflex, 21 Drug Classes, High Resolution Mass Spectrometry and Immunoassay Screen, Random, Urine -CSMTU / Controlled Substance Monitoring Targeted Profile, 17 Drug Classes, Mass Spectrometry, Random, Urine -TSPU / Targeted Stimulant Screen, Random, Urine Liquid Chromatography Tandem Mass Spectrometry, High-Resolution Accurate Mass (LC-MS/MS HRAM)
2021-01-12 | TSTIM | Targeted Stimulant Screen, Random, Urine | 610280 | Phentermine | 19674-1 | Phentermine:PrThr:Pt:Urine:Ord:Screen | Only orderable as part of profile. For more information see: -CSMPU / Controlled Substance Monitoring Panel, Random, Urine -ADMPU / Addiction Medicine Profile with Reflex, 22 Drug Classes, High Resolution Mass Spectrometry and Immunoassay Screen, Random, Urine -CSMEU / Controlled Substance Monitoring Enhanced Profile with Reflex, 21 Drug Classes, High Resolution Mass Spectrometry and Immunoassay Screen, Random, Urine -CSMTU / Controlled Substance Monitoring Targeted Profile, 17 Drug Classes, Mass Spectrometry, Random, Urine -TSPU / Targeted Stimulant Screen, Random, Urine Liquid Chromatography Tandem Mass Spectrometry, High-Resolution Accurate Mass (LC-MS/MS HRAM)
2021-01-12 | TSTIM | Targeted Stimulant Screen, Random, Urine | 610281 | Phencyclidine (PCP) | 19659-2 | Phencyclidine:PrThr:Pt:Urine:Ord:Screen | Only orderable as part of profile. For more information see: -CSMPU / Controlled Substance Monitoring Panel, Random, Urine -ADMPU / Addiction Medicine Profile with Reflex, 22 Drug Classes, High Resolution Mass Spectrometry and Immunoassay Screen, Random, Urine -CSMEU / Controlled Substance Monitoring Enhanced Profile with Reflex, 21 Drug Classes, High Resolution Mass Spectrometry and Immunoassay Screen, Random, Urine -CSMTU / Controlled Substance Monitoring Targeted Profile, 17 Drug Classes, Mass Spectrometry, Random, Urine -TSPU / Targeted Stimulant Screen, Random, Urine Liquid Chromatography Tandem Mass Spectrometry, High-Resolution Accurate Mass (LC-MS/MS HRAM)
2021-01-12 | TSTIM | Targeted Stimulant Screen, Random, Urine | 610282 | Methylphenidate | 19577-6 | Methylphenidate:PrThr:Pt:Urine:Ord:Screen | Only orderable as part of profile. For more information see: -CSMPU / Controlled Substance Monitoring Panel, Random, Urine -ADMPU / Addiction Medicine Profile with Reflex, 22 Drug Classes, High Resolution Mass Spectrometry and Immunoassay Screen, Random, Urine -CSMEU / Controlled Substance Monitoring Enhanced Profile with Reflex, 21 Drug Classes, High Resolution Mass Spectrometry and Immunoassay Screen, Random, Urine -CSMTU / Controlled Substance Monitoring Targeted Profile, 17 Drug Classes, Mass Spectrometry, Random, Urine -TSPU / Targeted Stimulant Screen, Random, Urine Liquid Chromatography Tandem Mass Spectrometry, High-Resolution Accurate Mass (LC-MS/MS HRAM)
2021-01-11 | SCOVT | Severe Acute Respiratory Syndrome Coronavirus 2 (SARS-CoV-2), RNA Detection, ddPCR, Tissue | 610691 | Result | 94316-7 | SARS coronavirus 2 N gene:PrThr:Pt:XXX:Ord:Probe.amp.tar | Droplet Digital Polymerase Chain Reaction (ddPCR)
2021-01-11 | SCOVT | Severe Acute Respiratory Syndrome Coronavirus 2 (SARS-CoV-2), RNA Detection, ddPCR, Tissue | 610692 | Additional Information | 94736-6 | Tissue block identifier:ID:Pt:Specimen:Nom: | Droplet Digital Polymerase Chain Reaction (ddPCR)
2021-01-08 | SCOVT | Severe Acute Respiratory Syndrome Coronavirus 2 (SARS-CoV-2), RNA Detection, ddPCR, Tissue | 610693 | Method | 85069-3 | Lab test method:Type:Pt:Specimen:Nom:* | Droplet Digital Polymerase Chain Reaction (ddPCR)
2021-01-08 | SCOVT | Severe Acute Respiratory Syndrome Coronavirus 2 (SARS-CoV-2), RNA Detection, ddPCR, Tissue | 610694 | Disclaimer | 62364-5 | Test performance information:Find:Pt:XXX:Nar: | Droplet Digital Polymerase Chain Reaction (ddPCR)
2021-01-08 | SCOVT | Severe Acute Respiratory Syndrome Coronavirus 2 (SARS-CoV-2), RNA Detection, ddPCR, Tissue | MG141 | SARS CoV-2 Specimen Source | 31208-2 | Specimen source:Prid:Pt:XXX:Nom: | Droplet Digital Polymerase Chain Reaction (ddPCR)
2021-01-08 | BCGBM | Immunoglobulin Gene Rearrangement, PCR, Bone Marrow | 608949 | Signing Pathologist | 19139-5 | Pathologist name:Pn:Pt:Provider:Nom: | Polymerase Chain Reaction (PCR)
2021-01-08 | BCGR | Immunoglobulin Gene Rearrangement, Blood | 608948 | Signing Pathologist | 19139-5 | Pathologist name:Pn:Pt:Provider:Nom: | Polymerase Chain Reaction (PCR)
2021-01-08 | BCGRV | Immunoglobulin Gene Rearrangement, PCR, Varies | 608950 | Signing Pathologist | 19139-5 | Pathologist name:Pn:Pt:Provider:Nom: | Polymerase Chain Reaction (PCR)
2021-01-08 | TCGR | T-Cell Receptor Gene Rearrangement, PCR, Blood | 608951 | Signing Pathologist | 19139-5 | Pathologist name:Pn:Pt:Provider:Nom: | Polymerase Chain Reaction (PCR)
2021-01-08 | TCGRV | T-Cell Receptor Gene Rearrangement, PCR, Varies | 608953 | Signing Pathologist | 19139-5 | Pathologist name:Pn:Pt:Provider:Nom: | Polymerase Chain Reaction (PCR)
2021-01-08 | TCGBM | T-Cell Receptor Gene Rearrangement, PCR, Bone Marrow | 608952 | Signing Pathologist | 19139-5 | Pathologist name:Pn:Pt:Provider:Nom: | Polymerase Chain Reaction (PCR)
2021-01-05 | PKUSC | Phenylalanine and Tyrosine, Self-Collect, Blood Spot | 610516 | Phenylalanine, BS | 29573-3 | Phenylalanine:SCnc:Pt:Bld.dot:Qn: | Liquid Chromatography Tandem Mass Spectrometry (LC-MS/MS)
2021-01-01 | BNZU | Benzodiazepines Confirmation, Random, Urine | 608278 | Zolpidem Phenyl-4-Carboxylic acid by LC-MS/MS | 72768-5 | Zolpidem phenyl-4-carboxylate:MCnc:Pt:Urine:Qn:Confirm | Liquid Chromatography Tandem Mass Spectrometry (LC-MS/MS)
2021-01-01 | BNZX | Benzodiazepines Confirmation, Chain of Custody, Random, Urine | 608302 | Zolpidem Phenyl-4-Carboxylic acid by LC-MS/MS | 72768-5 | Zolpidem phenyl-4-carboxylate:MCnc:Pt:Urine:Qn:Confirm | Immunoassay/Liquid Chromatography Tandem Mass Spectrometry (LC-MS/MS)
2021-01-01 | FHEP2 | Heparin Cofactor II | FHEP2 | Heparin Cofactor II | 33987-9 | Heparin cofactor II actual/Normal:RelCCnc:Pt:PPP:Qn:Chromo | Chromogenic
2020-12-29 | GLYCC | Glycine Receptor Alpha1 IgG, Cell Binding Assay, Spinal Fluid | 606973 | Glycine Alpha1 LCBA, CSF | 96497-3 | Glycine receptor alpha-1 subunit Ab.IgG:PrThr:Pt:CSF:Ord:CBA IFA | Live Cell-Binding Assay (LCBA)
2020-12-29 | GLYCS | Glycine Receptor Alpha1 IgG, Cell Binding Assay, Serum | 606972 | Glycine Alpha1 LCBA, S | 96496-5 | Glycine receptor alpha-1 subunit Ab.IgG:PrThr:Pt:Ser:Ord:CBA IFA | Live Cell-Binding Assay (LCBA)
2020-12-29 | MCSTP | MayoComplete Solid Tumor Panel, Next-Generation Sequencing, Tumor | 610426 | Interpretation | 69047-9 | Geneticist review:Imp:Pt:XXX:Nar: | Sequence Capture and Targeted Next-Generation Sequencing (NGS)
2020-12-29 | MCSTP | MayoComplete Solid Tumor Panel, Next-Generation Sequencing, Tumor | 610425 | Result | 82939-0 | Genetic variant details:Find:Pt:Bld/Tiss:Nar:Molgen | Sequence Capture and Targeted Next-Generation Sequencing (NGS)
2020-12-29 | TCP | T-Cell Subsets, Naive, Memory, and Activated, Blood | 29153 | %CD8+CD45RA+ naive T cells | 82744-4 | Cells.CD8+CD45RA+/100 cells.CD8:NFr:Pt:Bld:Qn: | Flow Cytometry
2020-12-29 | TCP | T-Cell Subsets, Naive, Memory, and Activated, Blood | 29164 | CD4+CD45RA+ naive T cells | 26759-1 | Cells.CD4+CD45RA+:NCnc:Pt:Bld:Qn: | Flow Cytometry
2020-12-29 | TCP | T-Cell Subsets, Naive, Memory, and Activated, Blood | 29168 | CD4+CD45RO+ memory T cells | 85792-0 | Cells.CD3+CD4+CD45RO+:NCnc:Pt:Bld:Qn: | Flow Cytometry
2020-12-29 | TCP | T-Cell Subsets, Naive, Memory, and Activated, Blood | 29172 | CD8+CD62L+CD27+CD45RO+ (Tcm) | 96492-4 | Cells.CD3+CD8+CD27+CD45RO+CD62L+:NCnc:Pt:Bld:Qn: | Flow Cytometry
2020-12-23 | NGSHM | MayoComplete Myeloid Neoplasms, Comprehensive OncoHeme Next-Generation Sequencing, Varies | 37277 | Variants of Unknown Significance | 93367-1 | Variant of unknown significance:Prid:Pt:Bld/Tiss:Nom: | Next-Generation Sequencing (NGS)
2020-12-23 | NGAML | MayoComplete Acute Myeloid Leukemia, 11-Gene Panel, Varies | 43490 | Variants of Unknown Significance | 93367-1 | Variant of unknown significance:Prid:Pt:Bld/Tiss:Nom: | Next-Generation Sequencing (NGS)
2020-12-23 | NGAMT | MayoComplete Acute Myeloid Leukemia, Therapeutic Gene Mutation Panel (FLT3, IDH1, IDH2, TP53), Next-Generation Sequencing, Varies | 601702 | Variants of Unknown Signficance | 93367-1 | Variant of unknown significance:Prid:Pt:Bld/Tiss:Nom: | Next-Generation Sequencing (NGS)
2020-12-23 | NGSFX | Reanalysis of Acute Myeloid Leukemia 4- or 11- Gene Panels, Additional Genes | 601689 | Variants of Unknown Significance | 93367-1 | Variant of unknown significance:Prid:Pt:Bld/Tiss:Nom: | Only orderable as a reflex. For more information, see: -NGAMT / Acute Myeloid Leukemia, Therapeutic Gene Mutation Panel (FLT3, IDH1, IDH2, TP53) Next-Generation Sequencing, Varies -NGAML / Acute Myeloid Leukemia, 11-Gene Panel, Varies. Next-Generation Sequencing (NGS)
2020-12-23 | MCSTP | MayoComplete Solid Tumor Panel, Next-Generation Sequencing, Tumor | 610429 | Variants of Uncertain Significance | 93367-1 | Variant of unknown significance:Prid:Pt:Bld/Tiss:Nom: | Sequence Capture and Targeted Next-Generation Sequencing (NGS)
2020-12-23 | FASPG | Aspergillus IgG Precipitins Panel | Z5918 | Aspergillus flavus | Not Provided |  | Gel Diffusion
2020-12-23 | FASPG | Aspergillus IgG Precipitins Panel | Z5919 | Aspergillus fumigatus Mix | Not Provided |  | Gel Diffusion
2020-12-23 | FASPG | Aspergillus IgG Precipitins Panel | Z5920 | Aspergillus nidulans | Not Provided |  | Gel Diffusion
2020-12-23 | FASPG | Aspergillus IgG Precipitins Panel | Z5921 | Aspergillus niger | Not Provided |  | Gel Diffusion
2020-12-23 | FASPG | Aspergillus IgG Precipitins Panel | Z5922 | Aspergillus versicolor | Not Provided |  | Gel Diffusion
2020-12-16 | WNCSF | West Nile Virus, RNA, PCR, Molecular Detection, Spinal Fluid | 608435 | West Nile Virus RNA, PCR, CSF | 34461-4 | West Nile virus RNA:PrThr:Pt:CSF:Ord:Probe.amp.tar | Real-Time Polymerase Chain Reaction (PCR)
2020-12-16 | WNVBL | West Nile Virus, RNA, PCR, Molecular Detection, Blood | 608438 | West Nile Virus RNA, PCR, Blood | 34460-6 | West Nile virus RNA:PrThr:Pt:Bld:Ord:Probe.amp.tar | Real-Time Reverse Transcription Polymerase Chain Reaction (RT-PCR)
2020-12-16 | WNVS | West Nile Virus, RNA, PCR, Molecular Detection, Serum | 608436 | West Nile Virus RNA, PCR, Serum | 32361-8 | West Nile virus RNA:PrThr:Pt:Ser:Ord:Probe.amp.tar | Real-Time Reverse Transcription Polymerase Chain Reaction (RT-PCR)
2020-12-16 | CLOM | Clomipramine, Serum | 7984 | Clomipramine + Norclomipramine | 3493-4 | clomiPRAMINE+Norclomipramine:MCnc:Pt:Ser/Plas:Qn: | Liquid Chromatography Tandem Mass Spectrometry (LC-MS/MS)
2020-12-15 | FRBP | Retinol Binding Protein | FRBP | Retinol Binding Protein | 1836-6 | Retinol binding protein:MCnc:Pt:Ser/Plas:Qn: | Fixed Time Nephelometry
2020-12-15 | MCSTP | MayoComplete Solid Tumor Panel, Next-Generation Sequencing, Tumor | 610427 | Additional Information | 48767-8 | Annotation comment:Imp:Pt:{system}:Nar: | Sequence Capture and Targeted Next-Generation Sequencing (NGS)
2020-12-15 | MCSTP | MayoComplete Solid Tumor Panel, Next-Generation Sequencing, Tumor | 610428 | Clinical Trials | 82786-5 | Identifier:Find:Pt:^Clinical trial protocol:Nom: | Sequence Capture and Targeted Next-Generation Sequencing (NGS)
2020-12-15 | MCSTP | MayoComplete Solid Tumor Panel, Next-Generation Sequencing, Tumor | 610430 | Specimen | 31208-2 | Specimen source:Prid:Pt:XXX:Nom: | Sequence Capture and Targeted Next-Generation Sequencing (NGS)
2020-12-15 | MCSTP | MayoComplete Solid Tumor Panel, Next-Generation Sequencing, Tumor | 610431 | Tissue ID | 80398-1 | Unique identifier:ID:Pt:Current sample:Nom: | Sequence Capture and Targeted Next-Generation Sequencing (NGS)
2020-12-15 | MCSTP | MayoComplete Solid Tumor Panel, Next-Generation Sequencing, Tumor | 610433 | Disclaimer | 62364-5 | Test performance information:Find:Pt:XXX:Nar: | Sequence Capture and Targeted Next-Generation Sequencing (NGS)
2020-12-15 | MCSTP | MayoComplete Solid Tumor Panel, Next-Generation Sequencing, Tumor | 610434 | Released By | 18771-6 | Provider.signing name:Pn:Pt:Report:Nom: | Sequence Capture and Targeted Next-Generation Sequencing (NGS)
2020-12-14 | 2DIS | Human Leukocyte Antigens (HLA)-DR-DQ Disease Association Typing Low Resolution, Blood | 2DA15 | DQA1 - 1 Molecular | 96654-9 | HLA-DQA1:Type:Pt:Bld/Tiss:Nom:Low resolution | Polymerase Chain Reaction (PCR)/Next-Generation Sequencing (NGS)
2020-12-14 | 2DIS | Human Leukocyte Antigens (HLA)-DR-DQ Disease Association Typing Low Resolution, Blood | 2DA16 | DQA1 - 2 Molecular | 96654-9 | HLA-DQA1:Type:Pt:Bld/Tiss:Nom:Low resolution | Polymerase Chain Reaction (PCR)/Next-Generation Sequencing (NGS)
2020-12-14 | 2DIS | Human Leukocyte Antigens (HLA)-DR-DQ Disease Association Typing Low Resolution, Blood | 2DA17 | DPB1 - 1 Molecular | 96648-1 | HLA-DPB1:Type:Pt:Bld/Tiss:Nom:Low resolution | Polymerase Chain Reaction (PCR)/Next-Generation Sequencing (NGS)
2020-12-14 | 2DIS | Human Leukocyte Antigens (HLA)-DR-DQ Disease Association Typing Low Resolution, Blood | 2DA18 | DPB1 - 2 Molecular | 96648-1 | HLA-DPB1:Type:Pt:Bld/Tiss:Nom:Low resolution | Polymerase Chain Reaction (PCR)/Next-Generation Sequencing (NGS)
2020-12-14 | 2DIS | Human Leukocyte Antigens (HLA)-DR-DQ Disease Association Typing Low Resolution, Blood | 2DA19 | DPA1 - 1 Molecular | 96643-2 | HLA-DPA1:Type:Pt:Bld/Tiss:Nom:Low resolution | Polymerase Chain Reaction (PCR)/Next-Generation Sequencing (NGS)
2020-12-14 | 2DIS | Human Leukocyte Antigens (HLA)-DR-DQ Disease Association Typing Low Resolution, Blood | 2DA20 | DPA1 - 2 Molecular | 96643-2 | HLA-DPA1:Type:Pt:Bld/Tiss:Nom:Low resolution | Polymerase Chain Reaction (PCR)/Next-Generation Sequencing (NGS)
2020-12-11 | 2DIS | Human Leukocyte Antigens (HLA)-DR-DQ Disease Association Typing Low Resolution, Blood | 2DA02 | DRDQ DisAssoc Comment | 96625-9 | HLA typing comment:Imp:Pt:Bld/Tiss:Nar: | Polymerase Chain Reaction (PCR)/Next-Generation Sequencing (NGS)
2020-12-11 | 2DIS | Human Leukocyte Antigens (HLA)-DR-DQ Disease Association Typing Low Resolution, Blood | 2DA05 | DRB1 - 1 Molecular | 96664-8 | HLA-DRB1:Type:Pt:Bld/Tiss:Nom:Low resolution | Polymerase Chain Reaction (PCR)/Next-Generation Sequencing (NGS)
2020-12-11 | 2DIS | Human Leukocyte Antigens (HLA)-DR-DQ Disease Association Typing Low Resolution, Blood | 2DA06 | DRB1 - 2 Molecular | 96664-8 | HLA-DRB1:Type:Pt:Bld/Tiss:Nom:Low resolution | Polymerase Chain Reaction (PCR)/Next-Generation Sequencing (NGS)
2020-12-11 | 2DIS | Human Leukocyte Antigens (HLA)-DR-DQ Disease Association Typing Low Resolution, Blood | 2DA07 | DRB345 - 1 Equivalent | 96673-9 | HLA-DRB3 & HLA-DRB4 & HLA DRB5:Type:Pt:Bld/Tiss:Nom: | Polymerase Chain Reaction (PCR)/Next-Generation Sequencing (NGS)
2020-12-11 | 2DIS | Human Leukocyte Antigens (HLA)-DR-DQ Disease Association Typing Low Resolution, Blood | 2DA08 | DRB345 - 2 Equivalent | 96673-9 | HLA-DRB3 & HLA-DRB4 & HLA DRB5:Type:Pt:Bld/Tiss:Nom: | Polymerase Chain Reaction (PCR)/Next-Generation Sequencing (NGS)
2020-12-11 | 2DIS | Human Leukocyte Antigens (HLA)-DR-DQ Disease Association Typing Low Resolution, Blood | 2DA09 | DRB345 - 1 Molecular | 96672-1 | HLA-DRB3 & HLA-DRB4 & HLA DRB5:Type:Pt:Bld/Tiss:Nom:Low resolution | Polymerase Chain Reaction (PCR)/Next-Generation Sequencing (NGS)
2020-12-11 | 2DIS | Human Leukocyte Antigens (HLA)-DR-DQ Disease Association Typing Low Resolution, Blood | 2DA10 | DRB345 - 2 Molecular | 96672-1 | HLA-DRB3 & HLA-DRB4 & HLA DRB5:Type:Pt:Bld/Tiss:Nom:Low resolution | Polymerase Chain Reaction (PCR)/Next-Generation Sequencing (NGS)
2020-12-11 | 1DIS | Human Leukocyte Antigens (HLA) A-B-C Disease Association Typing Low Resolution, Blood | 1DA12 | Bw - 2 Equivalent | 96633-3 | HLA-Bw:Type:Pt:Bld/Tiss:Nom: | Polymerase Chain Reaction (PCR)/Next-Generation Sequencing (NGS)
2020-12-11 | 1DIS | Human Leukocyte Antigens (HLA) A-B-C Disease Association Typing Low Resolution, Blood | 1DA15 | C - 1 Molecular | 96636-6 | HLA-C:Type:Pt:Bld/Tiss:Nom:Low resolution | Polymerase Chain Reaction (PCR)/Next-Generation Sequencing (NGS)
2020-12-11 | 1DIS | Human Leukocyte Antigens (HLA) A-B-C Disease Association Typing Low Resolution, Blood | 1DA16 | C - 2 Molecular | 96636-6 | HLA-C:Type:Pt:Bld/Tiss:Nom:Low resolution | Polymerase Chain Reaction (PCR)/Next-Generation Sequencing (NGS)
2020-12-11 | 1DIS | Human Leukocyte Antigens (HLA) A-B-C Disease Association Typing Low Resolution, Blood | 1DA02 | ABC DisAssoc Comment | 96625-9 | HLA typing comment:Imp:Pt:Bld/Tiss:Nar: | Polymerase Chain Reaction (PCR)/Next-Generation Sequencing (NGS)
2020-12-11 | 1DIS | Human Leukocyte Antigens (HLA) A-B-C Disease Association Typing Low Resolution, Blood | 1DA11 | Bw - 1 Equivalent | 96633-3 | HLA-Bw:Type:Pt:Bld/Tiss:Nom: | Polymerase Chain Reaction (PCR)/Next-Generation Sequencing (NGS)
2020-12-11 | FASPG | Aspergillus IgG Precipitins Panel | Z5917 | Aspergillus amstelodami/glaucus | Not Provided |  | Gel Diffusion
2020-12-11 | 2DIS | Human Leukocyte Antigens (HLA)-DR-DQ Disease Association Typing Low Resolution, Blood | 2DA03 | DRB1 - 1 Equivalent | 57298-2 | HLA-DRB1:Type:Pt:Bld/Tiss:Nom: | Polymerase Chain Reaction (PCR)/Next-Generation Sequencing (NGS)
2020-12-11 | 2DIS | Human Leukocyte Antigens (HLA)-DR-DQ Disease Association Typing Low Resolution, Blood | 2DA04 | DRB1 - 2 Equivalent | 57298-2 | HLA-DRB1:Type:Pt:Bld/Tiss:Nom: | Polymerase Chain Reaction (PCR)/Next-Generation Sequencing (NGS)
2020-12-10 | FIFLC | Immunofixation with Free Light Chains, Quantitative, Urine | Z5912 | Free Urinary Kappa Excretion/Day | 38177-2 | Immunoglobulin light chains.kappa.free:MRat:24H:Urine:Qn: | Qualitative Immunofixation Electrophoresis/Quantitative Immunoturbidimetry
2020-12-10 | FIFLC | Immunofixation with Free Light Chains, Quantitative, Urine | Z5913 | Free Urinary Lambda Light Chain | 38178-0 | Immunoglobulin light chains.lambda.free:MCnc:Pt:Urine:Qn: | Qualitative Immunofixation Electrophoresis/Quantitative Immunoturbidimetry
2020-12-10 | FIFLC | Immunofixation with Free Light Chains, Quantitative, Urine | Z5914 | Free Urinary Lambda Excretion/Day | 38169-9 | Immunoglobulin light chains.lambda.free:MRat:24H:Urine:Qn: | Qualitative Immunofixation Electrophoresis/Quantitative Immunoturbidimetry
2020-12-10 | FIFLC | Immunofixation with Free Light Chains, Quantitative, Urine | Z5897 | Hours Collected | 30211-7 | Collection duration:Time:*:^Specimen:Qn: | Qualitative Immunofixation Electrophoresis/Quantitative Immunoturbidimetry
2020-12-10 | FIFLC | Immunofixation with Free Light Chains, Quantitative, Urine | Z5898 | Total Volume | 19153-6 | Specimen volume:Vol:XXX:Urine:Qn: | Qualitative Immunofixation Electrophoresis/Quantitative Immunoturbidimetry
2020-12-10 | FIFLC | Immunofixation with Free Light Chains, Quantitative, Urine | Z5899 | Total Protein | 2889-4 | Protein:MRat:24H:Urine:Qn: | Qualitative Immunofixation Electrophoresis/Quantitative Immunoturbidimetry
2020-12-10 | FIFLC | Immunofixation with Free Light Chains, Quantitative, Urine | Z5900 | IFE Interpretation | 49277-7 | Interpretation:Imp:24H:Urine:Nar:Immunofixation | Qualitative Immunofixation Electrophoresis/Quantitative Immunoturbidimetry
2020-12-10 | FIFLC | Immunofixation with Free Light Chains, Quantitative, Urine | Z5901 | Free Urinary Kappa Light Chains | 38176-4 | Immunoglobulin light chains.kappa.free:MCnc:Pt:Urine:Qn: | Qualitative Immunofixation Electrophoresis/Quantitative Immunoturbidimetry
2020-12-10 | RP | Respiratory Panel, PCR, Nasopharyngeal | 609659 | Bordetella parapertussis | 87621-9 | Bordetella parapertussis IS1001 DNA:PrThr:Pt:Nph:Ord:Non-probe.amp.tar | Multiplex Polymerase Chain Reaction (PCR)
2020-12-10 | RP | Respiratory Panel, PCR, Nasopharyngeal | 609660 | Bordetella pertussis | 82179-3 | Bordetella pertussis.pertussis toxin promoter region:PrThr:Pt:Nph:Ord:Non-probe.amp.tar | Multiplex Polymerase Chain Reaction (PCR)
2020-12-09 | F11DX | 11-Desoxycortisol | F11DX | 11-Desoxycortisol | 1657-6 | 11-Deoxycortisol:MCnc:Pt:Ser/Plas:Qn: | Liquid chromatography/tandem mass spectrometry (LC/MS-MS) after chromatography and solvent extraction.
2020-12-04 | GAL2 | Probability of Hepatocellular Carcinoma, Serum | GAL2 | Probability of HCC | 96709-1 | Probability of developing hepatocellular carcinoma:Likelihood:Pt:^Patient:Qn: | Only orderable as part of a profile. For more information see HCCGS / Hepatocellular Carcinoma Risk Panel with GALAD Score, Serum Calculation
2020-12-03 | AGU20 | Acylglycines, Quantitative, Random, Urine | 608912 | Isobutyrylglycine | 38360-4 | Isobutyrylglycine/Creatinine:MRto:Pt:Urine:Qn: | Gas Chromatography Mass Spectrometry (GC-MS)
2020-12-03 | AGU20 | Acylglycines, Quantitative, Random, Urine | 608917 | Isovalerylglycine | 13766-1 | Isovalerylglycine/Creatinine:MRto:Pt:Urine:Qn: | Gas Chromatography Mass Spectrometry (GC-MS)
2020-12-03 | PKUSC | Phenylalanine and Tyrosine, Self-Collect, Blood Spot | 610515 | Tyrosine, BS | 35571-9 | Tyrosine:SCnc:Pt:Bld.dot:Qn: | Liquid Chromatography Tandem Mass Spectrometry (LC-MS/MS)
2020-12-03 | AGU20 | Acylglycines, Quantitative, Random, Urine | 608911 | n-Propionylglycine | 13800-8 | Propionylglycine/Creatinine:MRto:Pt:Urine:Qn: | Gas Chromatography Mass Spectrometry (GC-MS)
2020-12-03 | AGU20 | Acylglycines, Quantitative, Random, Urine | 608913 | Ethylmalonic acid | 13741-4 | Ethylmalonate/Creatinine:MRto:Pt:Urine:Qn: | Gas Chromatography Mass Spectrometry (GC-MS)
2020-12-03 | AGU20 | Acylglycines, Quantitative, Random, Urine | 608923 | n-Octanoylglycine | 38367-9 | N-octanoylglycine/Creatinine:MRto:Pt:Urine:Qn: | Gas Chromatography Mass Spectrometry (GC-MS)
2020-12-03 | AGU20 | Acylglycines, Quantitative, Random, Urine | 608922 | n-Hexanoylglycine | 13753-9 | Hexanoylglycine/Creatinine:MRto:Pt:Urine:Qn: | Gas Chromatography Mass Spectrometry (GC-MS)
2020-12-03 | AGU20 | Acylglycines, Quantitative, Random, Urine | 608914 | n-Butyrylglycine | 27892-9 | Butyrylglycine/Creatinine:MRto:Pt:Urine:Qn: | Gas Chromatography Mass Spectrometry (GC-MS)
2020-12-03 | AGU20 | Acylglycines, Quantitative, Random, Urine | 608918 | Glutaric acid | 13748-9 | Glutarate/Creatinine:MRto:Pt:Urine:Qn: | Gas Chromatography Mass Spectrometry (GC-MS)
2020-12-03 | AGU20 | Acylglycines, Quantitative, Random, Urine | 608924 | 3-Phenylpropionylglycine | 13793-5 | Phenylpropionylglycine/Creatinine:MRto:Pt:Urine:Qn: | Gas Chromatography Mass Spectrometry (GC-MS)
2020-12-03 | AGU20 | Acylglycines, Quantitative, Random, Urine | 608920 | n-Tiglylglycine | 13816-4 | Tiglylglycine/Creatinine:MRto:Pt:Urine:Qn: | Gas Chromatography Mass Spectrometry (GC-MS)
2020-12-03 | AGU20 | Acylglycines, Quantitative, Random, Urine | 608925 | trans-Cinnamoylglycine | 38417-2 | Trans-cinnamoylglycine/Creatinine:MRto:Pt:Urine:Qn: | Gas Chromatography Mass Spectrometry (GC-MS)
2020-12-03 | AGU20 | Acylglycines, Quantitative, Random, Urine | 608926 | Suberylglycine | 13811-5 | Suberylglycine/Creatinine:MRto:Pt:Urine:Qn: | Gas Chromatography Mass Spectrometry (GC-MS)
2020-12-03 | AGU20 | Acylglycines, Quantitative, Random, Urine | 608927 | Dodecanedioic acid | 13732-3 | Dodecanedioate/Creatinine:MRto:Pt:Urine:Qn: | Gas Chromatography Mass Spectrometry (GC-MS)
2020-12-03 | AGU20 | Acylglycines, Quantitative, Random, Urine | 608921 | 3-Methylglutaconic acid | 13692-9 | 3-Methylglutaconate/Creatinine:MRto:Pt:Urine:Qn: | Gas Chromatography Mass Spectrometry (GC-MS)
2020-12-03 | AGU20 | Acylglycines, Quantitative, Random, Urine | 608928 | Tetradecanedioic acid | 50333-4 | Tetradecanedioate/Creatinine:MRto:Pt:Urine:Qn: | Gas Chromatography Mass Spectrometry (GC-MS)
2020-12-03 | AGU20 | Acylglycines, Quantitative, Random, Urine | 608929 | Hexadecanedioic acid | 50332-6 | Hexadecanedioate/Creatinine:MRto:Pt:Urine:Qn: | Gas Chromatography Mass Spectrometry (GC-MS)
2020-12-03 | AGU20 | Acylglycines, Quantitative, Random, Urine | 608919 | 3-Methylcrotonylglycine | 13691-1 | 3-Methylcrotonylglycine/Creatinine:MRto:Pt:Urine:Qn: | Gas Chromatography Mass Spectrometry (GC-MS)
2020-12-03 | AGU20 | Acylglycines, Quantitative, Random, Urine | 608916 | 2-Methylbutyrylglycine | 27097-5 | 2-Methylbutyrylglycine/Creatinine:MRto:Pt:Urine:Qn: | Gas Chromatography Mass Spectrometry (GC-MS)
2020-12-03 | AGU20 | Acylglycines, Quantitative, Random, Urine | 608915 | 2-Methylsuccinic acid | 13777-8 | Methylsuccinate/Creatinine:MRto:Pt:Urine:Qn: | Gas Chromatography Mass Spectrometry (GC-MS)
2020-12-02 | AGU20 | Acylglycines, Quantitative, Random, Urine | 608931 | Interpretation | 53718-3 | Acylglycines:Imp:Pt:Urine:Nar: | Gas Chromatography Mass Spectrometry (GC-MS)
2020-12-02 | AGU20 | Acylglycines, Quantitative, Random, Urine | 608930 | Reviewed By | 18771-6 | Provider.signing name:Pn:Pt:Report:Nom: | Gas Chromatography Mass Spectrometry (GC-MS)
2020-12-01 | DOCK8 | Dedicator of Cytokinesis 8 (DOCK8) Deficiency, Blood | 608496 | %CD3+DOCK8+ | 96416-3 | Cells.CD3+CD14-CD45+DOCK8+/100 Cells.CD3+CD14-CD45+:NFr:Pt:Bld:Qn:Flow cytometry | Flow Cytometry
2020-12-01 | DOCK8 | Dedicator of Cytokinesis 8 (DOCK8) Deficiency, Blood | 608497 | %CD19+DOCK8+ | 96417-1 | Cells.CD3-CD14-CD19+CD45+DOCK8+/100 Cells.CD3-CD14-CD19+CD45+:NFr:Pt:Bld:Qn:Flow cytometry | Flow Cytometry
2020-12-01 | DOCK8 | Dedicator of Cytokinesis 8 (DOCK8) Deficiency, Blood | 608499 | %CD14+DOCK8+ | 96419-7 | Cells.CD3-CD14+CD45+DOCK8+/100 Cells.CD3-CD14+CD45+:NFr:Pt:Bld:Qn:Flow cytometry | Flow Cytometry
2020-12-01 | DOCK8 | Dedicator of Cytokinesis 8 (DOCK8) Deficiency, Blood | 608498 | %CD56+DOCK8+ | 96418-9 | Cells.CD3-CD14-CD45+CD56+DOCK8+/100 Cells.CD3-CD14-CD45+CD56+:NFr:Pt:Bld:Qn:Flow cytometry | Flow Cytometry
2020-12-01 | FLSDA | LSD Trace Analysis, Urine | Z5916 | LSD | 5679-6 | Lysergate diethylamide:MCnc:Pt:Urine:Qn: | High Performance Liquid Chromatography/Tandem Mass Spectrometry (LC-MS/MS)
2020-11-30 | EMAIG | Endomysial Antibodies, IgG, Serum | 608880 | Endomysial IgG Ab, S | 39554-1 | Endomysium Ab.IgG:PrThr:Pt:Ser:Ord: | Indirect Immunofluorescence Assay (IFA)
2020-11-30 | RP | Respiratory Panel, PCR, Nasopharyngeal | 609644 | Adenovirus | 82160-3 | Adenovirus DNA:PrThr:Pt:Nph:Ord:Non-probe.amp.tar | Multiplex Polymerase Chain Reaction (PCR)
2020-11-30 | THSIF | Thrombospondin Type 1 Domain Containing 7A (THSD7A), Immunofluorescence | 605245 | Interpretation | 50595-8 | Pathologist interpretation:Imp:Pt:XXX:Nom: | Direct Immunofluorescence (DIF)
2020-11-30 | THSIF | Thrombospondin Type 1 Domain Containing 7A (THSD7A), Immunofluorescence | 606385 | Addendum | 35265-8 | Path report.addendum:Find:Pt:Specimen:Nar: | Direct Immunofluorescence (DIF)
2020-11-30 | THSIF | Thrombospondin Type 1 Domain Containing 7A (THSD7A), Immunofluorescence | 606386 | Gross Description | 22634-0 | Path report.gross observation:Find:Pt:Specimen:Nar: | Direct Immunofluorescence (DIF)
2020-11-30 | THSIF | Thrombospondin Type 1 Domain Containing 7A (THSD7A), Immunofluorescence | 606387 | Material Received | 22633-2 | Path report.site of origin:Anat:Pt:Specimen:Nar: | Direct Immunofluorescence (DIF)
2020-11-30 | THSIF | Thrombospondin Type 1 Domain Containing 7A (THSD7A), Immunofluorescence | 606388 | Disclaimer | 62364-5 | Test performance information:Find:Pt:XXX:Nar: | Direct Immunofluorescence (DIF)
2020-11-30 | THSIF | Thrombospondin Type 1 Domain Containing 7A (THSD7A), Immunofluorescence | 606389 | Case Number | 80398-1 | Unique identifier:ID:Pt:Current sample:Nom: | Direct Immunofluorescence (DIF)
2020-11-30 | RP | Respiratory Panel, PCR, Nasopharyngeal | 609663 | Interpretation | 59464-8 | Microbiologist review:Imp:Pt:XXX:Nar: | Multiplex Polymerase Chain Reaction (PCR)
2020-11-30 | RPB | Respiratory Panel, PCR, Varies | SSRPB | Specimen Source | 31208-2 | Specimen source:Prid:Pt:XXX:Nom: | Multiplex Polymerase Chain Reaction (PCR)
2020-11-30 | RP | Respiratory Panel, PCR, Nasopharyngeal | 609662 | Mycoplasma pneumoniae | 82177-7 | Mycoplasma pneumoniae DNA:PrThr:Pt:Nph:Ord:Non-probe.amp.tar | Multiplex Polymerase Chain Reaction (PCR)
2020-11-30 | RP | Respiratory Panel, PCR, Nasopharyngeal | 609649 | SARS Coronavirus-2 | 94565-9 | SARS coronavirus 2 RNA:PrThr:Pt:Nph:Ord:Non-probe.amp.tar | Multiplex Polymerase Chain Reaction (PCR)
2020-11-30 | HPFLU | Influenza Virus Type A and Type B and Respiratory Syncytial Virus (RSV) RNA, Molecular Detection, PCR, Varies | HPFLS | Influenza A/B and RSV, Source | 31208-2 | Specimen source:Prid:Pt:XXX:Nom: | Multiplex Reverse Transcriptase, Real-Time Polymerase Chain Reaction (RT-qPCR)
2020-11-30 | THSIF | Thrombospondin Type 1 Domain Containing 7A (THSD7A), Immunofluorescence | 606384 | Report electronically signed by | 19139-5 | Pathologist name:Pn:Pt:Provider:Nom: | Direct Immunofluorescence (DIF)
2020-11-25 | RPB | Respiratory Panel, PCR, Varies | 610548 | Interpretation | 59464-8 | Microbiologist review:Imp:Pt:XXX:Nar: | Multiplex Polymerase Chain Reaction (PCR)
2020-11-25 | RP | Respiratory Panel, PCR, Nasopharyngeal | 609645 | Coronavirus 229E | 82163-7 | Human coronavirus 229E RNA:PrThr:Pt:Nph:Ord:Non-probe.amp.tar | Multiplex Polymerase Chain Reaction (PCR)
2020-11-25 | RP | Respiratory Panel, PCR, Nasopharyngeal | 609646 | Coronavirus HKU1 | 82161-1 | Human coronavirus HKU1 RNA:PrThr:Pt:Nph:Ord:Non-probe.amp.tar | Multiplex Polymerase Chain Reaction (PCR)
2020-11-25 | RP | Respiratory Panel, PCR, Nasopharyngeal | 609647 | Coronavirus NL63 | 82162-9 | Human coronavirus NL63 RNA:PrThr:Pt:Nph:Ord:Non-probe.amp.tar | Multiplex Polymerase Chain Reaction (PCR)
2020-11-25 | RP | Respiratory Panel, PCR, Nasopharyngeal | 609648 | Coronavirus OC43 | 82164-5 | Human coronavirus OC43 RNA:PrThr:Pt:Nph:Ord:Non-probe.amp.tar | Multiplex Polymerase Chain Reaction (PCR)
2020-11-25 | RP | Respiratory Panel, PCR, Nasopharyngeal | 609650 | Human Rhinovirus/ Enterovirus | 82175-1 | Rhinovirus+Enterovirus RNA:PrThr:Pt:Nph:Ord:Non-probe.amp.tar | Multiplex Polymerase Chain Reaction (PCR)
2020-11-25 | RP | Respiratory Panel, PCR, Nasopharyngeal | 609651 | Human Metapneumovirus | 82165-2 | Human metapneumovirus RNA:PrThr:Pt:Nph:Ord:Non-probe.amp.tar | Multiplex Polymerase Chain Reaction (PCR)
2020-11-25 | RP | Respiratory Panel, PCR, Nasopharyngeal | 609652 | Influenza A | 82166-0 | Influenza virus A RNA:PrThr:Pt:Nph:Ord:Non-probe.amp.tar | Multiplex Polymerase Chain Reaction (PCR)
2020-11-25 | RP | Respiratory Panel, PCR, Nasopharyngeal | 609653 | Influenza B | 82170-2 | Influenza virus B RNA:PrThr:Pt:Nph:Ord:Non-probe.amp.tar | Multiplex Polymerase Chain Reaction (PCR)
2020-11-25 | RP | Respiratory Panel, PCR, Nasopharyngeal | 609654 | Parainfluenza Virus 1 | 82171-0 | Parainfluenza virus 1 RNA:PrThr:Pt:Nph:Ord:Non-probe.amp.tar | Multiplex Polymerase Chain Reaction (PCR)
2020-11-25 | RP | Respiratory Panel, PCR, Nasopharyngeal | 609655 | Parainfluenza Virus 2 | 82172-8 | Parainfluenza virus 2 RNA:PrThr:Pt:Nph:Ord:Non-probe.amp.tar | Multiplex Polymerase Chain Reaction (PCR)
2020-11-25 | RP | Respiratory Panel, PCR, Nasopharyngeal | 609656 | Parainfluenza Virus 3 | 82173-6 | Parainfluenza virus 3 RNA:PrThr:Pt:Nph:Ord:Non-probe.amp.tar | Multiplex Polymerase Chain Reaction (PCR)
2020-11-25 | RP | Respiratory Panel, PCR, Nasopharyngeal | 609657 | Parainfluenza Virus 4 | 82174-4 | Parainfluenza virus 4 RNA:PrThr:Pt:Nph:Ord:Non-probe.amp.tar | Multiplex Polymerase Chain Reaction (PCR)
2020-11-25 | RP | Respiratory Panel, PCR, Nasopharyngeal | 609658 | Respiratory Syncytial Virus | 82176-9 | Respiratory syncytial virus RNA:PrThr:Pt:Nph:Ord:Non-probe.amp.tar | Multiplex Polymerase Chain Reaction (PCR)
2020-11-25 | RP | Respiratory Panel, PCR, Nasopharyngeal | 609661 | Chlamydia pneumoniae | 82178-5 | Chlamydophila pneumoniae DNA:PrThr:Pt:Nph:Ord:Non-probe.amp.tar | Multiplex Polymerase Chain Reaction (PCR)
2020-11-23 | TYRSC | Tyrosinemia Follow-Up Panel, Self-Collect, Blood Spot | 610507 | Nitisinone | 85098-2 | Nitisinone:SCnc:Pt:Bld.dot:Qn:LC/MS/MS | Liquid Chromatography Tandem Mass Spectrometry (LC-MS/MS)
2020-11-23 | TYRSC | Tyrosinemia Follow-Up Panel, Self-Collect, Blood Spot | 610504 | Phenylalanine | 29573-3 | Phenylalanine:SCnc:Pt:Bld.dot:Qn: | Liquid Chromatography Tandem Mass Spectrometry (LC-MS/MS)
2020-11-23 | TYRSC | Tyrosinemia Follow-Up Panel, Self-Collect, Blood Spot | 610505 | Methionine | 47700-0 | Methionine:SCnc:Pt:Bld.dot:Qn: | Liquid Chromatography Tandem Mass Spectrometry (LC-MS/MS)
2020-11-23 | TYRSC | Tyrosinemia Follow-Up Panel, Self-Collect, Blood Spot | 610506 | Succinylacetone | 53231-7 | Succinylacetone:SCnc:Pt:Bld.dot:Qn: | Liquid Chromatography Tandem Mass Spectrometry (LC-MS/MS)
2020-11-23 | TYRSC | Tyrosinemia Follow-Up Panel, Self-Collect, Blood Spot | 610503 | Tyrosine | 35571-9 | Tyrosine:SCnc:Pt:Bld.dot:Qn: | Liquid Chromatography Tandem Mass Spectrometry (LC-MS/MS)
2020-11-23 | TYRSC | Tyrosinemia Follow-Up Panel, Self-Collect, Blood Spot | BG728 | Reason for Referral | 42349-1 | Reason for referral:Find:Pt:^Patient:Nar: | Liquid Chromatography Tandem Mass Spectrometry (LC-MS/MS)
2020-11-23 | TYRSC | Tyrosinemia Follow-Up Panel, Self-Collect, Blood Spot | BG729 | Patient Street Address (No PO Box) | 56799-0 | Address:Addr:Pt:^Patient:Nom: | Liquid Chromatography Tandem Mass Spectrometry (LC-MS/MS)
2020-11-23 | TYRSC | Tyrosinemia Follow-Up Panel, Self-Collect, Blood Spot | BG730 | Patient City | 68997-6 | City:Loc:Pt:^Patient:Nom: | Liquid Chromatography Tandem Mass Spectrometry (LC-MS/MS)
2020-11-23 | TYRSC | Tyrosinemia Follow-Up Panel, Self-Collect, Blood Spot | BG731 | Patient State | 46499-0 | State of residence:Loc:Pt:^Patient:Nom: | Liquid Chromatography Tandem Mass Spectrometry (LC-MS/MS)
2020-11-23 | TYRSC | Tyrosinemia Follow-Up Panel, Self-Collect, Blood Spot | BG732 | Patient Zip Code | 45401-7 | Postal code:Loc:Pt:^Patient:Nom: | Liquid Chromatography Tandem Mass Spectrometry (LC-MS/MS)
2020-11-23 | TYRSC | Tyrosinemia Follow-Up Panel, Self-Collect, Blood Spot | BG733 | Patient Home Phone | 42077-8 | Phone number:Tele:Pt:^Patient:Nom: | Liquid Chromatography Tandem Mass Spectrometry (LC-MS/MS)
2020-11-23 | TYRSC | Tyrosinemia Follow-Up Panel, Self-Collect, Blood Spot | 610502 | Reviewed By | 18771-6 | Provider.signing name:Pn:Pt:Report:Nom: | Liquid Chromatography Tandem Mass Spectrometry (LC-MS/MS)
2020-11-23 | HYPOG | Hypoglycemic Agent Screen, Serum | 609767 | Nateglinide | 49487-2 | Nateglinide:PrThr:Pt:Ser/Plas:Ord: | Liquid Chromatography Tandem Mass Spectrometry (LC-MS/MS)
2020-11-19 | BCRAM | BCR/ABL1, p210, mRNA Detection, Reverse Transcription-PCR (RT-PCR), Quantitative, Monitoring Chronic Myeloid Leukemia (CML), Bone Marrow | MP041 | Specimen Type | 31208-2 | Specimen source:Prid:Pt:XXX:Nom: | Quantitative Reverse Transcription-Polymerase Chain Reaction (RT-PCR)
2020-11-19 | PKUSC | Phenylalanine and Tyrosine, Self-Collect, Blood Spot | BG735 | Patient Street Address (No PO Box) | 56799-0 | Address:Addr:Pt:^Patient:Nom: | Liquid Chromatography Tandem Mass Spectrometry (LC-MS/MS)
2020-11-19 | PKUSC | Phenylalanine and Tyrosine, Self-Collect, Blood Spot | BG736 | Patient City | 68997-6 | City:Loc:Pt:^Patient:Nom: | Liquid Chromatography Tandem Mass Spectrometry (LC-MS/MS)
2020-11-19 | PKUSC | Phenylalanine and Tyrosine, Self-Collect, Blood Spot | BG737 | Patient State | 46499-0 | State of residence:Loc:Pt:^Patient:Nom: | Liquid Chromatography Tandem Mass Spectrometry (LC-MS/MS)
2020-11-19 | PKUSC | Phenylalanine and Tyrosine, Self-Collect, Blood Spot | BG738 | Patient Zip Code | 45401-7 | Postal code:Loc:Pt:^Patient:Nom: | Liquid Chromatography Tandem Mass Spectrometry (LC-MS/MS)
2020-11-19 | PKUSC | Phenylalanine and Tyrosine, Self-Collect, Blood Spot | BG739 | Patient Home Phone | 42077-8 | Phone number:Tele:Pt:^Patient:Nom: | Liquid Chromatography Tandem Mass Spectrometry (LC-MS/MS)
2020-11-19 | PKUSC | Phenylalanine and Tyrosine, Self-Collect, Blood Spot | 610514 | Reviewed By | 18771-6 | Provider.signing name:Pn:Pt:Report:Nom: | Liquid Chromatography Tandem Mass Spectrometry (LC-MS/MS)
2020-11-17 | SPAS | Arsenic Speciation, Random, Urine | 609405 | Toxic Arsenic Concentration | 96250-6 | Arsenic.inorganic+methylated:MCnc:Pt:Urine:Qn: | Triple-Quadrupole Inductively Coupled Plasma Mass Spectrometry (ICP-MS/MS)/Ion Chromatography Inductively Coupled Plasma-Mass Spectrometry (ICP-MS)
2020-11-17 | SPASU | Arsenic Speciation, 24 Hour, Urine | 609385 | Methylated Arsenic (Toxic) | 96252-2 | Arsenic.methylated:MCnc:24H:Urine:Qn: | Triple-Quadrupole Inductively Coupled Plasma Mass Spectrometry (ICP-MS/MS)/Ion Chromatography Inductively Coupled Plasma Mass Spectrometry (ICP-MS)
2020-11-17 | SPASU | Arsenic Speciation, 24 Hour, Urine | 609406 | Toxic Arsenic Concentration | 96251-4 | Arsenic.inorganic+methylated:MCnc:24H:Urine:Qn: | Triple-Quadrupole Inductively Coupled Plasma Mass Spectrometry (ICP-MS/MS)/Ion Chromatography Inductively Coupled Plasma Mass Spectrometry (ICP-MS)
2020-11-17 | TYRGP | Tyrosine Disorders Gene Panel, Varies | 608800 | Test Description | 62364-5 | Test performance information:Find:Pt:XXX:Nar: | Sequence Capture and Targeted Next-Generation Sequencing followed by Polymerase Chain Reaction (PCR) and Sanger Sequencing.
2020-11-17 | TYRGP | Tyrosine Disorders Gene Panel, Varies | 608804 | Result | 82939-0 | Genetic variant details:Find:Pt:Bld/Tiss:Nar:Molgen | Sequence Capture and Targeted Next-Generation Sequencing followed by Polymerase Chain Reaction (PCR) and Sanger Sequencing.
2020-11-17 | TYRGP | Tyrosine Disorders Gene Panel, Varies | 608805 | Interpretation | 69047-9 | Geneticist review:Imp:Pt:XXX:Nar: | Sequence Capture and Targeted Next-Generation Sequencing followed by Polymerase Chain Reaction (PCR) and Sanger Sequencing.
2020-11-17 | TYRGP | Tyrosine Disorders Gene Panel, Varies | 608807 | Additional Information | 48767-8 | Annotation comment:Imp:Pt:{system}:Nar: | Sequence Capture and Targeted Next-Generation Sequencing followed by Polymerase Chain Reaction (PCR) and Sanger Sequencing.
2020-11-17 | TYRGP | Tyrosine Disorders Gene Panel, Varies | 608810 | Disclaimer | 62364-5 | Test performance information:Find:Pt:XXX:Nar: | Sequence Capture and Targeted Next-Generation Sequencing followed by Polymerase Chain Reaction (PCR) and Sanger Sequencing.
2020-11-17 | TYRGP | Tyrosine Disorders Gene Panel, Varies | 608809 | Genes Analyzed | 48018-6 | Gene identifier:ID:Pt:Bld/Tiss:Nom: | Sequence Capture and Targeted Next-Generation Sequencing followed by Polymerase Chain Reaction (PCR) and Sanger Sequencing.
2020-11-17 | TYRGP | Tyrosine Disorders Gene Panel, Varies | 608801 | Specimen | 31208-2 | Specimen source:Prid:Pt:XXX:Nom: | Sequence Capture and Targeted Next-Generation Sequencing followed by Polymerase Chain Reaction (PCR) and Sanger Sequencing.
2020-11-17 | TYRGP | Tyrosine Disorders Gene Panel, Varies | 608803 | Result Summary | 50397-9 | Molecular diagnostic overall interpretation:PrThr:Pt:Bld/Tiss:Ord:Molgen | Sequence Capture and Targeted Next-Generation Sequencing followed by Polymerase Chain Reaction (PCR) and Sanger Sequencing.
2020-11-16 | GSH | Glutathione, Blood | 608409 | Glutathione, B | 2383-8 | Glutathione:MCnc:Pt:RBC:Qn: | Kinetic Spectrophotometry (KS)
2020-11-16 | SFABR | Severe Acute Respiratory Syndrome Coronavirus 2 (SARS CoV-2), Influenza A and B, and Respiratory Syncytial Virus, Molecular Detection, Varies | XETHN | Patient Ethnicity | 69490-1 | Ethnicity:Type:Pt:^Patient:Nom:OMB.1997 | Real-Time Reverse Transcription Polymerase Chain Reaction (RT-PCR)
2020-11-16 | SFABR | Severe Acute Respiratory Syndrome Coronavirus 2 (SARS CoV-2), Influenza A and B, and Respiratory Syncytial Virus, Molecular Detection, Varies | XPSRC | Specimen Source | 31208-2 | Specimen source:Prid:Pt:XXX:Nom: | Real-Time Reverse Transcription Polymerase Chain Reaction (RT-PCR)
2020-11-16 | SFABR | Severe Acute Respiratory Syndrome Coronavirus 2 (SARS CoV-2), Influenza A and B, and Respiratory Syncytial Virus, Molecular Detection, Varies | XRACE | Patient Race | 72826-1 | Race:Type:Pt:^Patient:Nom:OMB.1997 | Real-Time Reverse Transcription Polymerase Chain Reaction (RT-PCR)
2020-11-16 | CVOOA | Severe Acute Respiratory Syndrome Coronavirus 2 (SARS-CoV-2) RNA Detection, Varies | CARAC | Patient Race | 72826-1 | Race:Type:Pt:^Patient:Nom:OMB.1997 | Real-Time Reverse Transcription Polymerase Chain Reaction (RT-PCR)
2020-11-16 | CVOOA | Severe Acute Respiratory Syndrome Coronavirus 2 (SARS-CoV-2) RNA Detection, Varies | CAETH | Patient Ethnicity | 69490-1 | Ethnicity:Type:Pt:^Patient:Nom:OMB.1997 | Real-Time Reverse Transcription Polymerase Chain Reaction (RT-PCR)
2020-11-16 | MSUDP | Maple Syrup Urine Disease Gene Panel, Varies | 608776 | Test Description | 62364-5 | Test performance information:Find:Pt:XXX:Nar: | Sequence Capture and Targeted Next-Generation Sequencing (NGS) followed by Polymerase Chain Reaction (PCR) and Sanger Sequencing.
2020-11-16 | MSUDP | Maple Syrup Urine Disease Gene Panel, Varies | 608777 | Specimen | 31208-2 | Specimen source:Prid:Pt:XXX:Nom: | Sequence Capture and Targeted Next-Generation Sequencing (NGS) followed by Polymerase Chain Reaction (PCR) and Sanger Sequencing.
2020-11-16 | MSUDP | Maple Syrup Urine Disease Gene Panel, Varies | 608779 | Result Summary | 50397-9 | Molecular diagnostic overall interpretation:PrThr:Pt:Bld/Tiss:Ord:Molgen | Sequence Capture and Targeted Next-Generation Sequencing (NGS) followed by Polymerase Chain Reaction (PCR) and Sanger Sequencing.
2020-11-16 | MSUDP | Maple Syrup Urine Disease Gene Panel, Varies | 608780 | Result | 82939-0 | Genetic variant details:Find:Pt:Bld/Tiss:Nar:Molgen | Sequence Capture and Targeted Next-Generation Sequencing (NGS) followed by Polymerase Chain Reaction (PCR) and Sanger Sequencing.
2020-11-16 | MSUDP | Maple Syrup Urine Disease Gene Panel, Varies | 608781 | Interpretation | 69047-9 | Geneticist review:Imp:Pt:XXX:Nar: | Sequence Capture and Targeted Next-Generation Sequencing (NGS) followed by Polymerase Chain Reaction (PCR) and Sanger Sequencing.
2020-11-16 | MSUDP | Maple Syrup Urine Disease Gene Panel, Varies | 608783 | Additional Information | 48767-8 | Annotation comment:Imp:Pt:{system}:Nar: | Sequence Capture and Targeted Next-Generation Sequencing (NGS) followed by Polymerase Chain Reaction (PCR) and Sanger Sequencing.
2020-11-16 | MSUDP | Maple Syrup Urine Disease Gene Panel, Varies | 608785 | Genes Analyzed | 48018-6 | Gene identifier:ID:Pt:Bld/Tiss:Nom: | Sequence Capture and Targeted Next-Generation Sequencing (NGS) followed by Polymerase Chain Reaction (PCR) and Sanger Sequencing.
2020-11-16 | MSUDP | Maple Syrup Urine Disease Gene Panel, Varies | 608786 | Disclaimer | 62364-5 | Test performance information:Find:Pt:XXX:Nar: | Sequence Capture and Targeted Next-Generation Sequencing (NGS) followed by Polymerase Chain Reaction (PCR) and Sanger Sequencing.
2020-11-16 | UCDP | Urea Cycle Disorders Gene Panel, Varies | 608654 | Disclaimer | 62364-5 | Test performance information:Find:Pt:XXX:Nar: | Sequence Capture and Targeted Next-Generation Sequencing (NGS) followed by Polymerase Chain Reaction (PCR) and Sanger Sequencing
2020-11-16 | UCDP | Urea Cycle Disorders Gene Panel, Varies | 608644 | Test Description | 62364-5 | Test performance information:Find:Pt:XXX:Nar: | Sequence Capture and Targeted Next-Generation Sequencing (NGS) followed by Polymerase Chain Reaction (PCR) and Sanger Sequencing
2020-11-16 | UCDP | Urea Cycle Disorders Gene Panel, Varies | 608645 | Specimen | 31208-2 | Specimen source:Prid:Pt:XXX:Nom: | Sequence Capture and Targeted Next-Generation Sequencing (NGS) followed by Polymerase Chain Reaction (PCR) and Sanger Sequencing
2020-11-16 | UCDP | Urea Cycle Disorders Gene Panel, Varies | 608646 | Source | 31208-2 | Specimen source:Prid:Pt:XXX:Nom: | Sequence Capture and Targeted Next-Generation Sequencing (NGS) followed by Polymerase Chain Reaction (PCR) and Sanger Sequencing
2020-11-16 | UCDP | Urea Cycle Disorders Gene Panel, Varies | 608647 | Result Summary | 50397-9 | Molecular diagnostic overall interpretation:PrThr:Pt:Bld/Tiss:Ord:Molgen | Sequence Capture and Targeted Next-Generation Sequencing (NGS) followed by Polymerase Chain Reaction (PCR) and Sanger Sequencing
2020-11-16 | UCDP | Urea Cycle Disorders Gene Panel, Varies | 608648 | Result | 82939-0 | Genetic variant details:Find:Pt:Bld/Tiss:Nar:Molgen | Sequence Capture and Targeted Next-Generation Sequencing (NGS) followed by Polymerase Chain Reaction (PCR) and Sanger Sequencing
2020-11-16 | UCDP | Urea Cycle Disorders Gene Panel, Varies | 608649 | Interpretation | 69047-9 | Geneticist review:Imp:Pt:XXX:Nar: | Sequence Capture and Targeted Next-Generation Sequencing (NGS) followed by Polymerase Chain Reaction (PCR) and Sanger Sequencing
2020-11-16 | CVOOA | Severe Acute Respiratory Syndrome Coronavirus 2 (SARS-CoV-2) RNA Detection, Varies | 610439 | Method Summary | 62364-5 | Test performance information:Find:Pt:XXX:Nar: | Real-Time Reverse Transcription Polymerase Chain Reaction (RT-PCR)
2020-11-16 | CVOOA | Severe Acute Respiratory Syndrome Coronavirus 2 (SARS-CoV-2) RNA Detection, Varies | CVOAS | SARS-CoV-2 Spec. Source | 31208-2 | Specimen source:Prid:Pt:XXX:Nom: | Real-Time Reverse Transcription Polymerase Chain Reaction (RT-PCR)
2020-11-16 | UCDP | Urea Cycle Disorders Gene Panel, Varies | 608651 | Additional Information | 48767-8 | Annotation comment:Imp:Pt:{system}:Nar: | Sequence Capture and Targeted Next-Generation Sequencing (NGS) followed by Polymerase Chain Reaction (PCR) and Sanger Sequencing
2020-11-16 | UCDP | Urea Cycle Disorders Gene Panel, Varies | 608653 | Genes Analyzed | 48018-6 | Gene identifier:ID:Pt:Bld/Tiss:Nom: | Sequence Capture and Targeted Next-Generation Sequencing (NGS) followed by Polymerase Chain Reaction (PCR) and Sanger Sequencing
2020-11-16 | UCDP | Urea Cycle Disorders Gene Panel, Varies | 608655 | Released By | 18771-6 | Provider.signing name:Pn:Pt:Report:Nom: | Sequence Capture and Targeted Next-Generation Sequencing (NGS) followed by Polymerase Chain Reaction (PCR) and Sanger Sequencing
2020-11-11 | FCLPF | Cathartic Laxatives Profile, Stool | Z5906 | Magnesium | 10880-3 | Magnesium:MCnt:Pt:Stool:Qn: | Inductively Coupled Plasma Optical Emission Spectrometry (ICP/OES)
2020-11-11 | 2OHGP | 2-Hydroxyglutaric Aciduria Gene Panel, Varies | 608764 | Test Description | 62364-5 | Test performance information:Find:Pt:XXX:Nar: | Sequence Capture and Targeted Next-Generation Sequencing followed by Polymerase Chain Reaction (PCR) and Sanger Sequencing
2020-11-11 | 2OHGP | 2-Hydroxyglutaric Aciduria Gene Panel, Varies | 608765 | Specimen | 31208-2 | Specimen source:Prid:Pt:XXX:Nom: | Sequence Capture and Targeted Next-Generation Sequencing followed by Polymerase Chain Reaction (PCR) and Sanger Sequencing
2020-11-11 | 2OHGP | 2-Hydroxyglutaric Aciduria Gene Panel, Varies | 608767 | Result Summary | 50397-9 | Molecular diagnostic overall interpretation:PrThr:Pt:Bld/Tiss:Ord:Molgen | Sequence Capture and Targeted Next-Generation Sequencing followed by Polymerase Chain Reaction (PCR) and Sanger Sequencing
2020-11-11 | 2OHGP | 2-Hydroxyglutaric Aciduria Gene Panel, Varies | 608768 | Result | 82939-0 | Genetic variant details:Find:Pt:Bld/Tiss:Nar:Molgen | Sequence Capture and Targeted Next-Generation Sequencing followed by Polymerase Chain Reaction (PCR) and Sanger Sequencing
2020-11-11 | 2OHGP | 2-Hydroxyglutaric Aciduria Gene Panel, Varies | 608769 | Interpretation | 69047-9 | Geneticist review:Imp:Pt:XXX:Nar: | Sequence Capture and Targeted Next-Generation Sequencing followed by Polymerase Chain Reaction (PCR) and Sanger Sequencing
2020-11-11 | 2OHGP | 2-Hydroxyglutaric Aciduria Gene Panel, Varies | 608771 | Additional Information | 48767-8 | Annotation comment:Imp:Pt:{system}:Nar: | Sequence Capture and Targeted Next-Generation Sequencing followed by Polymerase Chain Reaction (PCR) and Sanger Sequencing
2020-11-11 | 2OHGP | 2-Hydroxyglutaric Aciduria Gene Panel, Varies | 608773 | Genes Analyzed | 48018-6 | Gene identifier:ID:Pt:Bld/Tiss:Nom: | Sequence Capture and Targeted Next-Generation Sequencing followed by Polymerase Chain Reaction (PCR) and Sanger Sequencing
2020-11-11 | 2OHGP | 2-Hydroxyglutaric Aciduria Gene Panel, Varies | 608774 | Disclaimer | 62364-5 | Test performance information:Find:Pt:XXX:Nar: | Sequence Capture and Targeted Next-Generation Sequencing followed by Polymerase Chain Reaction (PCR) and Sanger Sequencing
2020-11-10 | FHC18 | 18-Hydroxycorticosterone, Serum | FHC18 | 18-Hydroxycorticosterone, S | 1674-1 | 18-Hydroxycorticosterone:MCnc:Pt:Ser/Plas:Qn: | Mass Spectrometry
2020-11-09 | FCLPF | Cathartic Laxatives Profile, Stool | Z5907 | Phosphorus | 10884-5 | Phosphate:MCnt:Pt:Stool:Qn: | Inductively Coupled Plasma Optical Emission Spectrometry (ICP/OES)
2020-11-09 | 2OHGP | 2-Hydroxyglutaric Aciduria Gene Panel, Varies | 608775 | Released By | 18771-6 | Provider.signing name:Pn:Pt:Report:Nom: | Sequence Capture and Targeted Next-Generation Sequencing followed by Polymerase Chain Reaction (PCR) and Sanger Sequencing
2020-11-09 | MSUDP | Maple Syrup Urine Disease Gene Panel, Varies | 608787 | Released By | 18771-6 | Provider.signing name:Pn:Pt:Report:Nom: | Sequence Capture and Targeted Next-Generation Sequencing (NGS) followed by Polymerase Chain Reaction (PCR) and Sanger Sequencing.
2020-11-09 | TYRGP | Tyrosine Disorders Gene Panel, Varies | 608811 | Released By | 18771-6 | Provider.signing name:Pn:Pt:Report:Nom: | Sequence Capture and Targeted Next-Generation Sequencing followed by Polymerase Chain Reaction (PCR) and Sanger Sequencing.
2020-11-09 | GA2P | Glutaric Aciduria Type II Gene Panel, Varies | 608762 | Disclaimer | 62364-5 | Test performance information:Find:Pt:XXX:Nar: | Sequence Capture and Targeted Next-Generation Sequencing followed by Polymerase Chain Reaction (PCR) and Sanger Sequencing.
2020-11-09 | GA2P | Glutaric Aciduria Type II Gene Panel, Varies | 608763 | Released By | 18771-6 | Provider.signing name:Pn:Pt:Report:Nom: | Sequence Capture and Targeted Next-Generation Sequencing followed by Polymerase Chain Reaction (PCR) and Sanger Sequencing.
2020-11-09 | GA2P | Glutaric Aciduria Type II Gene Panel, Varies | 608752 | Test Description | 62364-5 | Test performance information:Find:Pt:XXX:Nar: | Sequence Capture and Targeted Next-Generation Sequencing followed by Polymerase Chain Reaction (PCR) and Sanger Sequencing.
2020-11-09 | GA2P | Glutaric Aciduria Type II Gene Panel, Varies | 608753 | Specimen | 31208-2 | Specimen source:Prid:Pt:XXX:Nom: | Sequence Capture and Targeted Next-Generation Sequencing followed by Polymerase Chain Reaction (PCR) and Sanger Sequencing.
2020-11-09 | GA2P | Glutaric Aciduria Type II Gene Panel, Varies | 608755 | Result Summary | 50397-9 | Molecular diagnostic overall interpretation:PrThr:Pt:Bld/Tiss:Ord:Molgen | Sequence Capture and Targeted Next-Generation Sequencing followed by Polymerase Chain Reaction (PCR) and Sanger Sequencing.
2020-11-09 | GA2P | Glutaric Aciduria Type II Gene Panel, Varies | 608756 | Result | 82939-0 | Genetic variant details:Find:Pt:Bld/Tiss:Nar:Molgen | Sequence Capture and Targeted Next-Generation Sequencing followed by Polymerase Chain Reaction (PCR) and Sanger Sequencing.
2020-11-09 | GA2P | Glutaric Aciduria Type II Gene Panel, Varies | 608757 | Interpretation | 69047-9 | Geneticist review:Imp:Pt:XXX:Nar: | Sequence Capture and Targeted Next-Generation Sequencing followed by Polymerase Chain Reaction (PCR) and Sanger Sequencing.
2020-11-09 | GA2P | Glutaric Aciduria Type II Gene Panel, Varies | 608759 | Additional Information | 48767-8 | Annotation comment:Imp:Pt:{system}:Nar: | Sequence Capture and Targeted Next-Generation Sequencing followed by Polymerase Chain Reaction (PCR) and Sanger Sequencing.
2020-11-09 | GA2P | Glutaric Aciduria Type II Gene Panel, Varies | 608761 | Genes Analyzed | 48018-6 | Gene identifier:ID:Pt:Bld/Tiss:Nom: | Sequence Capture and Targeted Next-Generation Sequencing followed by Polymerase Chain Reaction (PCR) and Sanger Sequencing.
2020-11-09 | PHEGP | Phenylalanine Disorders Gene Panel, Varies | 608797 | Genes Analyzed | 48018-6 | Gene identifier:ID:Pt:Bld/Tiss:Nom: | Sequence Capture and Targeted Next-Generation Sequencing followed by Polymerase Chain Reaction (PCR) and Sanger Sequencing
2020-11-09 | PHEGP | Phenylalanine Disorders Gene Panel, Varies | 608798 | Disclaimer | 62364-5 | Test performance information:Find:Pt:XXX:Nar: | Sequence Capture and Targeted Next-Generation Sequencing followed by Polymerase Chain Reaction (PCR) and Sanger Sequencing
2020-11-09 | PHEGP | Phenylalanine Disorders Gene Panel, Varies | 608799 | Released By | 18771-6 | Provider.signing name:Pn:Pt:Report:Nom: | Sequence Capture and Targeted Next-Generation Sequencing followed by Polymerase Chain Reaction (PCR) and Sanger Sequencing
2020-11-09 | PHEGP | Phenylalanine Disorders Gene Panel, Varies | 608788 | Test Description | 62364-5 | Test performance information:Find:Pt:XXX:Nar: | Sequence Capture and Targeted Next-Generation Sequencing followed by Polymerase Chain Reaction (PCR) and Sanger Sequencing
2020-11-09 | PHEGP | Phenylalanine Disorders Gene Panel, Varies | 608789 | Specimen | 31208-2 | Specimen source:Prid:Pt:XXX:Nom: | Sequence Capture and Targeted Next-Generation Sequencing followed by Polymerase Chain Reaction (PCR) and Sanger Sequencing
2020-11-09 | PHEGP | Phenylalanine Disorders Gene Panel, Varies | 608791 | Result Summary | 50397-9 | Molecular diagnostic overall interpretation:PrThr:Pt:Bld/Tiss:Ord:Molgen | Sequence Capture and Targeted Next-Generation Sequencing followed by Polymerase Chain Reaction (PCR) and Sanger Sequencing
2020-11-09 | PHEGP | Phenylalanine Disorders Gene Panel, Varies | 608792 | Result | 82939-0 | Genetic variant details:Find:Pt:Bld/Tiss:Nar:Molgen | Sequence Capture and Targeted Next-Generation Sequencing followed by Polymerase Chain Reaction (PCR) and Sanger Sequencing
2020-11-09 | PHEGP | Phenylalanine Disorders Gene Panel, Varies | 608793 | Interpretation | 69047-9 | Geneticist review:Imp:Pt:XXX:Nar: | Sequence Capture and Targeted Next-Generation Sequencing followed by Polymerase Chain Reaction (PCR) and Sanger Sequencing
2020-11-09 | PHEGP | Phenylalanine Disorders Gene Panel, Varies | 608795 | Additional Information | 48767-8 | Annotation comment:Imp:Pt:{system}:Nar: | Sequence Capture and Targeted Next-Generation Sequencing followed by Polymerase Chain Reaction (PCR) and Sanger Sequencing
2020-11-06 | 3MGAP | 3-Methylglutaconic Aciduria Panel, Varies | 608812 | Test Description | 62364-5 | Test performance information:Find:Pt:XXX:Nar: | Sequence Capture and Targeted Next-Generation Sequencing (NGS) followed by Polymerase Chain Reaction (PCR) and Sanger Sequencing
2020-11-06 | 3MGAP | 3-Methylglutaconic Aciduria Panel, Varies | 608813 | Specimen | 31208-2 | Specimen source:Prid:Pt:XXX:Nom: | Sequence Capture and Targeted Next-Generation Sequencing (NGS) followed by Polymerase Chain Reaction (PCR) and Sanger Sequencing
2020-11-06 | 3MGAP | 3-Methylglutaconic Aciduria Panel, Varies | 608815 | Result Summary | 50397-9 | Molecular diagnostic overall interpretation:PrThr:Pt:Bld/Tiss:Ord:Molgen | Sequence Capture and Targeted Next-Generation Sequencing (NGS) followed by Polymerase Chain Reaction (PCR) and Sanger Sequencing
2020-11-06 | 3MGAP | 3-Methylglutaconic Aciduria Panel, Varies | 608819 | Additional Information | 48767-8 | Annotation comment:Imp:Pt:{system}:Nar: | Sequence Capture and Targeted Next-Generation Sequencing (NGS) followed by Polymerase Chain Reaction (PCR) and Sanger Sequencing
2020-11-06 | 3MGAP | 3-Methylglutaconic Aciduria Panel, Varies | 608821 | Genes Analyzed | 48018-6 | Gene identifier:ID:Pt:Bld/Tiss:Nom: | Sequence Capture and Targeted Next-Generation Sequencing (NGS) followed by Polymerase Chain Reaction (PCR) and Sanger Sequencing
2020-11-06 | 3MGAP | 3-Methylglutaconic Aciduria Panel, Varies | 608822 | Disclaimer | 62364-5 | Test performance information:Find:Pt:XXX:Nar: | Sequence Capture and Targeted Next-Generation Sequencing (NGS) followed by Polymerase Chain Reaction (PCR) and Sanger Sequencing
2020-11-06 | 3MGAP | 3-Methylglutaconic Aciduria Panel, Varies | 608816 | Result | 82939-0 | Genetic variant details:Find:Pt:Bld/Tiss:Nar:Molgen | Sequence Capture and Targeted Next-Generation Sequencing (NGS) followed by Polymerase Chain Reaction (PCR) and Sanger Sequencing
2020-11-06 | 3MGAP | 3-Methylglutaconic Aciduria Panel, Varies | 608817 | Interpretation | 69047-9 | Geneticist review:Imp:Pt:XXX:Nar: | Sequence Capture and Targeted Next-Generation Sequencing (NGS) followed by Polymerase Chain Reaction (PCR) and Sanger Sequencing
2020-11-06 | 3MGAP | 3-Methylglutaconic Aciduria Panel, Varies | 608823 | Released By | 18771-6 | Provider.signing name:Pn:Pt:Report:Nom: | Sequence Capture and Targeted Next-Generation Sequencing (NGS) followed by Polymerase Chain Reaction (PCR) and Sanger Sequencing
2020-11-06 | NCLGP | Neuronal Ceroid Lipofuscinosis (Batten Disease) Gene Panel, Varies | 608572 | Test Description | 62364-5 | Test performance information:Find:Pt:XXX:Nar: | Sequence Capture and Targeted Next-Generation Sequencing followed by Polymerase Chain Reaction (PCR) and Sanger Sequencing
2020-11-06 | NCLGP | Neuronal Ceroid Lipofuscinosis (Batten Disease) Gene Panel, Varies | 608573 | Specimen | 31208-2 | Specimen source:Prid:Pt:XXX:Nom: | Sequence Capture and Targeted Next-Generation Sequencing followed by Polymerase Chain Reaction (PCR) and Sanger Sequencing
2020-11-06 | NCLGP | Neuronal Ceroid Lipofuscinosis (Batten Disease) Gene Panel, Varies | 608575 | Result Summary | 50397-9 | Molecular diagnostic overall interpretation:PrThr:Pt:Bld/Tiss:Ord:Molgen | Sequence Capture and Targeted Next-Generation Sequencing followed by Polymerase Chain Reaction (PCR) and Sanger Sequencing
2020-11-06 | NCLGP | Neuronal Ceroid Lipofuscinosis (Batten Disease) Gene Panel, Varies | 608576 | Result | 82939-0 | Genetic variant details:Find:Pt:Bld/Tiss:Nar:Molgen | Sequence Capture and Targeted Next-Generation Sequencing followed by Polymerase Chain Reaction (PCR) and Sanger Sequencing
2020-11-06 | NCLGP | Neuronal Ceroid Lipofuscinosis (Batten Disease) Gene Panel, Varies | 608577 | Interpretation | 69047-9 | Geneticist review:Imp:Pt:XXX:Nar: | Sequence Capture and Targeted Next-Generation Sequencing followed by Polymerase Chain Reaction (PCR) and Sanger Sequencing
2020-11-06 | NCLGP | Neuronal Ceroid Lipofuscinosis (Batten Disease) Gene Panel, Varies | 608579 | Additional Information | 48767-8 | Annotation comment:Imp:Pt:{system}:Nar: | Sequence Capture and Targeted Next-Generation Sequencing followed by Polymerase Chain Reaction (PCR) and Sanger Sequencing
2020-11-06 | NCLGP | Neuronal Ceroid Lipofuscinosis (Batten Disease) Gene Panel, Varies | 608581 | Genes Analyzed | 48018-6 | Gene identifier:ID:Pt:Bld/Tiss:Nom: | Sequence Capture and Targeted Next-Generation Sequencing followed by Polymerase Chain Reaction (PCR) and Sanger Sequencing
2020-11-06 | NCLGP | Neuronal Ceroid Lipofuscinosis (Batten Disease) Gene Panel, Varies | 608582 | Disclaimer | 62364-5 | Test performance information:Find:Pt:XXX:Nar: | Sequence Capture and Targeted Next-Generation Sequencing followed by Polymerase Chain Reaction (PCR) and Sanger Sequencing
2020-11-06 | 2OHGP | 2-Hydroxyglutaric Aciduria Gene Panel, Varies | 608766 | Source | 31208-2 | Specimen source:Prid:Pt:XXX:Nom: | Sequence Capture and Targeted Next-Generation Sequencing followed by Polymerase Chain Reaction (PCR) and Sanger Sequencing
2020-11-06 | 3MGAP | 3-Methylglutaconic Aciduria Panel, Varies | 608814 | Source | 31208-2 | Specimen source:Prid:Pt:XXX:Nom: | Sequence Capture and Targeted Next-Generation Sequencing (NGS) followed by Polymerase Chain Reaction (PCR) and Sanger Sequencing
2020-11-06 | MSUDP | Maple Syrup Urine Disease Gene Panel, Varies | 608778 | Source | 31208-2 | Specimen source:Prid:Pt:XXX:Nom: | Sequence Capture and Targeted Next-Generation Sequencing (NGS) followed by Polymerase Chain Reaction (PCR) and Sanger Sequencing.
2020-11-06 | PHEGP | Phenylalanine Disorders Gene Panel, Varies | 608790 | Source | 31208-2 | Specimen source:Prid:Pt:XXX:Nom: | Sequence Capture and Targeted Next-Generation Sequencing followed by Polymerase Chain Reaction (PCR) and Sanger Sequencing
2020-11-06 | TYRGP | Tyrosine Disorders Gene Panel, Varies | 608802 | Source | 31208-2 | Specimen source:Prid:Pt:XXX:Nom: | Sequence Capture and Targeted Next-Generation Sequencing followed by Polymerase Chain Reaction (PCR) and Sanger Sequencing.
2020-11-06 | GA2P | Glutaric Aciduria Type II Gene Panel, Varies | 608754 | Source | 31208-2 | Specimen source:Prid:Pt:XXX:Nom: | Sequence Capture and Targeted Next-Generation Sequencing followed by Polymerase Chain Reaction (PCR) and Sanger Sequencing.
2020-11-06 | HFAOP | Fatty Acid Oxidation Gene Panel, Varies | 608745 | Interpretation | 69047-9 | Geneticist review:Imp:Pt:XXX:Nar: | Sequence Capture and Targeted Next-Generation Sequencing (NGS) followed by Polymerase Chain Reaction (PCR) and Sanger Sequencing
2020-11-06 | HFAOP | Fatty Acid Oxidation Gene Panel, Varies | 608747 | Additional Information | 48767-8 | Annotation comment:Imp:Pt:{system}:Nar: | Sequence Capture and Targeted Next-Generation Sequencing (NGS) followed by Polymerase Chain Reaction (PCR) and Sanger Sequencing
2020-11-06 | HFAOP | Fatty Acid Oxidation Gene Panel, Varies | 608749 | Genes Analyzed | 48018-6 | Gene identifier:ID:Pt:Bld/Tiss:Nom: | Sequence Capture and Targeted Next-Generation Sequencing (NGS) followed by Polymerase Chain Reaction (PCR) and Sanger Sequencing
2020-11-06 | HFAOP | Fatty Acid Oxidation Gene Panel, Varies | 608750 | Disclaimer | 62364-5 | Test performance information:Find:Pt:XXX:Nar: | Sequence Capture and Targeted Next-Generation Sequencing (NGS) followed by Polymerase Chain Reaction (PCR) and Sanger Sequencing
2020-11-06 | HFAOP | Fatty Acid Oxidation Gene Panel, Varies | 608740 | Test Description | 62364-5 | Test performance information:Find:Pt:XXX:Nar: | Sequence Capture and Targeted Next-Generation Sequencing (NGS) followed by Polymerase Chain Reaction (PCR) and Sanger Sequencing
2020-11-06 | HFAOP | Fatty Acid Oxidation Gene Panel, Varies | 608741 | Specimen | 31208-2 | Specimen source:Prid:Pt:XXX:Nom: | Sequence Capture and Targeted Next-Generation Sequencing (NGS) followed by Polymerase Chain Reaction (PCR) and Sanger Sequencing
2020-11-06 | HFAOP | Fatty Acid Oxidation Gene Panel, Varies | 608743 | Result Summary | 50397-9 | Molecular diagnostic overall interpretation:PrThr:Pt:Bld/Tiss:Ord:Molgen | Sequence Capture and Targeted Next-Generation Sequencing (NGS) followed by Polymerase Chain Reaction (PCR) and Sanger Sequencing
2020-11-06 | HFAOP | Fatty Acid Oxidation Gene Panel, Varies | 608744 | Result | 82939-0 | Genetic variant details:Find:Pt:Bld/Tiss:Nar:Molgen | Sequence Capture and Targeted Next-Generation Sequencing (NGS) followed by Polymerase Chain Reaction (PCR) and Sanger Sequencing
2020-11-05 | HFAOP | Fatty Acid Oxidation Gene Panel, Varies | 608742 | Source | 31208-2 | Specimen source:Prid:Pt:XXX:Nom: | Sequence Capture and Targeted Next-Generation Sequencing (NGS) followed by Polymerase Chain Reaction (PCR) and Sanger Sequencing
2020-11-05 | NCLGP | Neuronal Ceroid Lipofuscinosis (Batten Disease) Gene Panel, Varies | 608574 | Source | 31208-2 | Specimen source:Prid:Pt:XXX:Nom: | Sequence Capture and Targeted Next-Generation Sequencing followed by Polymerase Chain Reaction (PCR) and Sanger Sequencing
2020-11-05 | HFAOP | Fatty Acid Oxidation Gene Panel, Varies | 608751 | Released By | 18771-6 | Provider.signing name:Pn:Pt:Report:Nom: | Sequence Capture and Targeted Next-Generation Sequencing (NGS) followed by Polymerase Chain Reaction (PCR) and Sanger Sequencing
2020-11-05 | NCLGP | Neuronal Ceroid Lipofuscinosis (Batten Disease) Gene Panel, Varies | 608583 | Released By | 18771-6 | Provider.signing name:Pn:Pt:Report:Nom: | Sequence Capture and Targeted Next-Generation Sequencing followed by Polymerase Chain Reaction (PCR) and Sanger Sequencing
2020-11-05 | 1DIS | Human Leukocyte Antigens (HLA) A-B-C Disease Association Typing Low Resolution, Blood | 1DA03 | A - 1 Equivalent | 13298-5 | HLA-A:Type:Pt:Bld/Tiss:Nom: | Polymerase Chain Reaction (PCR)/Next-Generation Sequencing (NGS)
2020-11-05 | 1DIS | Human Leukocyte Antigens (HLA) A-B-C Disease Association Typing Low Resolution, Blood | 1DA04 | A - 2 Equivalent | 13298-5 | HLA-A:Type:Pt:Bld/Tiss:Nom: | Polymerase Chain Reaction (PCR)/Next-Generation Sequencing (NGS)
2020-11-05 | 1DIS | Human Leukocyte Antigens (HLA) A-B-C Disease Association Typing Low Resolution, Blood | 1DA07 | B - 1 Equivalent | 13299-3 | HLA-B:Type:Pt:Bld/Tiss:Nom: | Polymerase Chain Reaction (PCR)/Next-Generation Sequencing (NGS)
2020-11-05 | 1DIS | Human Leukocyte Antigens (HLA) A-B-C Disease Association Typing Low Resolution, Blood | 1DA08 | B - 2 Equivalent | 13299-3 | HLA-B:Type:Pt:Bld/Tiss:Nom: | Polymerase Chain Reaction (PCR)/Next-Generation Sequencing (NGS)
2020-11-05 | 1DIS | Human Leukocyte Antigens (HLA) A-B-C Disease Association Typing Low Resolution, Blood | 1DA13 | C - 1 Equivalent | 13302-5 | HLA-C:Type:Pt:Bld/Tiss:Nom: | Polymerase Chain Reaction (PCR)/Next-Generation Sequencing (NGS)
2020-11-05 | 1DIS | Human Leukocyte Antigens (HLA) A-B-C Disease Association Typing Low Resolution, Blood | 1DA14 | C - 2 Equivalent | 13302-5 | HLA-C:Type:Pt:Bld/Tiss:Nom: | Polymerase Chain Reaction (PCR)/Next-Generation Sequencing (NGS)
2020-11-03 | 1DIS | Human Leukocyte Antigens (HLA) A-B-C Disease Association Typing Low Resolution, Blood | 1DA05 | A - 1 Molecular | 78014-8 | HLA-A:Type:Pt:Bld/Tiss:Nom:Low resolution | Polymerase Chain Reaction (PCR)/Next-Generation Sequencing (NGS)
2020-11-03 | 1DIS | Human Leukocyte Antigens (HLA) A-B-C Disease Association Typing Low Resolution, Blood | 1DA06 | A - 2 Molecular | 78014-8 | HLA-A:Type:Pt:Bld/Tiss:Nom:Low resolution | Polymerase Chain Reaction (PCR)/Next-Generation Sequencing (NGS)
2020-11-03 | 1DIS | Human Leukocyte Antigens (HLA) A-B-C Disease Association Typing Low Resolution, Blood | 1DA09 | B - 1 Molecular | 78015-5 | HLA-B:Type:Pt:Bld/Tiss:Nom:Low resolution | Polymerase Chain Reaction (PCR)/Next-Generation Sequencing (NGS)
2020-11-03 | 1DIS | Human Leukocyte Antigens (HLA) A-B-C Disease Association Typing Low Resolution, Blood | 1DA10 | B - 2 Molecular | 78015-5 | HLA-B:Type:Pt:Bld/Tiss:Nom:Low resolution | Polymerase Chain Reaction (PCR)/Next-Generation Sequencing (NGS)
2020-11-03 | GALZ | Galactosemia, GALT Gene, Full Gene Analysis, Varies | 608599 | Result Summary | 50397-9 | Molecular diagnostic overall interpretation:PrThr:Pt:Bld/Tiss:Ord:Molgen | Sequence Capture and Targeted Next-Generation Sequencing (NGS) followed by Polymerase Chain Reaction (PCR) and Sanger Sequencing
2020-11-03 | GSDGP | Glycogen Storage Disease Gene Panel, Varies | 608551 | Result Summary | 50397-9 | Molecular diagnostic overall interpretation:PrThr:Pt:Bld/Tiss:Ord:Molgen | Sequence Capture and Targeted Next-Generation Sequencing followed by Polymerase Chain Reaction (PCR) and Sanger Sequencing.
2020-11-03 | LSDGP | Lysosomal Storage Disease Gene Panel, Varies | 608539 | Result Summary | 50397-9 | Molecular diagnostic overall interpretation:PrThr:Pt:Bld/Tiss:Ord:Molgen | Sequence Capture and Targeted Next-Generation Sequencing followed by Polymerase Chain Reaction (PCR) and Sanger Sequencing.
2020-11-03 | PDGP | Peroxisomal Disorder Gene Panel, Varies | 608563 | Result Summary | 50397-9 | Molecular diagnostic overall interpretation:PrThr:Pt:Bld/Tiss:Ord:Molgen | Sequence Capture and Targeted Next-Generation Sequencing followed by Polymerase Chain Reaction (PCR) and Sanger Sequencing.
2020-11-03 | CYSGP | Cystinuria Gene Panel, Varies | 608731 | Result Summary | 50397-9 | Molecular diagnostic overall interpretation:PrThr:Pt:Bld/Tiss:Ord:Molgen | Sequence Capture and Targeted Next-Generation Sequencing followed by Polymerase Chain Reaction (PCR) and Sanger Sequencing.
2020-11-03 | KETGP | Ketone Disorders Gene Panel, Varies | 608695 | Result Summary | 50397-9 | Molecular diagnostic overall interpretation:PrThr:Pt:Bld/Tiss:Ord:Molgen | Sequence Capture and Targeted Next-Generation Sequencing followed by Polymerase Chain Reaction (PCR) and Sanger Sequencing.
2020-11-03 | MMAGP | Methylmalonic Aciduria Gene Panel, Varies | 608659 | Result Summary | 50397-9 | Molecular diagnostic overall interpretation:PrThr:Pt:Bld/Tiss:Ord:Molgen | Sequence Capture and Targeted Next-Generation Sequencing (NGS) followed by Polymerase Chain Reaction (PCR) and Sanger Sequencing
2020-11-03 | MPAGP | Methylmalonic Aciduria-Propionic Aciduria Combined Gene Panel, Varies | 608671 | Result Summary | 50397-9 | Molecular diagnostic overall interpretation:PrThr:Pt:Bld/Tiss:Ord:Molgen | Sequence Capture and Targeted Next-Generation Sequencing followed by Polymerase Chain Reaction (PCR) and Sanger Sequencing.
2020-11-03 | PCGP | Porphyria Comprehensive Gene Panel, Varies | 608683 | Result Summary | 50397-9 | Molecular diagnostic overall interpretation:PrThr:Pt:Bld/Tiss:Ord:Molgen | Sequence Capture and Targeted Next-Generation Sequencing (NGS) followed by Polymerase Chain Reaction (PCR) and Sanger Sequencing
2020-11-03 | CYSGP | Cystinuria Gene Panel, Varies | 608732 | Result | 82939-0 | Genetic variant details:Find:Pt:Bld/Tiss:Nar:Molgen | Sequence Capture and Targeted Next-Generation Sequencing followed by Polymerase Chain Reaction (PCR) and Sanger Sequencing.
2020-11-02 | CHLGP | Cholestasis Gene Panel, Varies | 608624 | Result | 82939-0 | Genetic variant details:Find:Pt:Bld/Tiss:Nar:Molgen | Sequence Capture and Targeted Next-Generation Sequencing followed by Polymerase Chain Reaction (PCR) and Sanger Sequencing.
2020-11-02 | KETGP | Ketone Disorders Gene Panel, Varies | 608696 | Result | 82939-0 | Genetic variant details:Find:Pt:Bld/Tiss:Nar:Molgen | Sequence Capture and Targeted Next-Generation Sequencing followed by Polymerase Chain Reaction (PCR) and Sanger Sequencing.
2020-11-02 | MMAGP | Methylmalonic Aciduria Gene Panel, Varies | 608660 | Result | 82939-0 | Genetic variant details:Find:Pt:Bld/Tiss:Nar:Molgen | Sequence Capture and Targeted Next-Generation Sequencing (NGS) followed by Polymerase Chain Reaction (PCR) and Sanger Sequencing
2020-11-02 | MPAGP | Methylmalonic Aciduria-Propionic Aciduria Combined Gene Panel, Varies | 608672 | Result | 82939-0 | Genetic variant details:Find:Pt:Bld/Tiss:Nar:Molgen | Sequence Capture and Targeted Next-Generation Sequencing followed by Polymerase Chain Reaction (PCR) and Sanger Sequencing.
2020-11-02 | PCGP | Porphyria Comprehensive Gene Panel, Varies | 608684 | Result | 82939-0 | Genetic variant details:Find:Pt:Bld/Tiss:Nar:Molgen | Sequence Capture and Targeted Next-Generation Sequencing (NGS) followed by Polymerase Chain Reaction (PCR) and Sanger Sequencing
2020-11-02 | GALZ | Galactosemia, GALT Gene, Full Gene Analysis, Varies | 608600 | Result | 82939-0 | Genetic variant details:Find:Pt:Bld/Tiss:Nar:Molgen | Sequence Capture and Targeted Next-Generation Sequencing (NGS) followed by Polymerase Chain Reaction (PCR) and Sanger Sequencing
2020-11-02 | GSDGP | Glycogen Storage Disease Gene Panel, Varies | 608552 | Result | 82939-0 | Genetic variant details:Find:Pt:Bld/Tiss:Nar:Molgen | Sequence Capture and Targeted Next-Generation Sequencing followed by Polymerase Chain Reaction (PCR) and Sanger Sequencing.
2020-11-02 | LSDGP | Lysosomal Storage Disease Gene Panel, Varies | 608540 | Result | 82939-0 | Genetic variant details:Find:Pt:Bld/Tiss:Nar:Molgen | Sequence Capture and Targeted Next-Generation Sequencing followed by Polymerase Chain Reaction (PCR) and Sanger Sequencing.
2020-11-02 | PDGP | Peroxisomal Disorder Gene Panel, Varies | 608564 | Result | 82939-0 | Genetic variant details:Find:Pt:Bld/Tiss:Nar:Molgen | Sequence Capture and Targeted Next-Generation Sequencing followed by Polymerase Chain Reaction (PCR) and Sanger Sequencing.
2020-11-02 | APGP | Acute Porphyria Gene Panel, Varies | 608588 | Result | 82939-0 | Genetic variant details:Find:Pt:Bld/Tiss:Nar:Molgen | Sequence Capture and Targeted Next-Generation Sequencing (NGS) followed by Polymerase Chain Reaction (PCR) and Sanger Sequencing
2020-11-02 | CDGGP | Congenital Disorders of Glycosylation Gene Panel, Varies | 608528 | Result | 82939-0 | Genetic variant details:Find:Pt:Bld/Tiss:Nar:Molgen | Sequence Capture and Targeted Next-Generation Sequencing followed by Polymerase Chain Reaction (PCR) and Sanger Sequencing
2020-11-02 | CLADP | Congenital Lactic Acidosis Panel, Varies | 608642 | Disclaimer | 62364-5 | Test performance information:Find:Pt:XXX:Nar: | Sequence Capture and Targeted Next-Generation Sequencing followed by Polymerase Chain Reaction (PCR) and Sanger Sequencing/Long-Range Polymerase Chain Reaction (L-RPCR) followed by Next-Generation Sequencing (NGS)
2020-11-02 | CYSGP | Cystinuria Gene Panel, Varies | 608738 | Disclaimer | 62364-5 | Test performance information:Find:Pt:XXX:Nar: | Sequence Capture and Targeted Next-Generation Sequencing followed by Polymerase Chain Reaction (PCR) and Sanger Sequencing.
2020-11-02 | DHCRZ | Smith Lemli Opitz Syndrome, DHCR7 Gene, Full Gene Analysis, Varies | 608714 | Disclaimer | 62364-5 | Test performance information:Find:Pt:XXX:Nar: | Sequence Capture and Targeted Next-Generation Sequencing (NGS) followed by Polymerase Chain Reaction (PCR) and Sanger Sequencing
2020-11-02 | HEXBZ | Sandhoff Disease, HEXB Gene, Full Gene Analysis, Varies | 608726 | Disclaimer | 62364-5 | Test performance information:Find:Pt:XXX:Nar: | Sequence Capture and Targeted Next-Generation Sequencing followed by Polymerase Chain Reaction (PCR) and Sanger Sequencing
2020-11-02 | KETGP | Ketone Disorders Gene Panel, Varies | 608702 | Disclaimer | 62364-5 | Test performance information:Find:Pt:XXX:Nar: | Sequence Capture and Targeted Next-Generation Sequencing followed by Polymerase Chain Reaction (PCR) and Sanger Sequencing.
2020-11-02 | MMAGP | Methylmalonic Aciduria Gene Panel, Varies | 608666 | Disclaimer | 62364-5 | Test performance information:Find:Pt:XXX:Nar: | Sequence Capture and Targeted Next-Generation Sequencing (NGS) followed by Polymerase Chain Reaction (PCR) and Sanger Sequencing
2020-11-02 | MPAGP | Methylmalonic Aciduria-Propionic Aciduria Combined Gene Panel, Varies | 608678 | Disclaimer | 62364-5 | Test performance information:Find:Pt:XXX:Nar: | Sequence Capture and Targeted Next-Generation Sequencing followed by Polymerase Chain Reaction (PCR) and Sanger Sequencing.
2020-11-02 | PCGP | Porphyria Comprehensive Gene Panel, Varies | 608690 | Disclaimer | 62364-5 | Test performance information:Find:Pt:XXX:Nar: | Sequence Capture and Targeted Next-Generation Sequencing (NGS) followed by Polymerase Chain Reaction (PCR) and Sanger Sequencing
2020-11-02 | GALZ | Galactosemia, GALT Gene, Full Gene Analysis, Varies | 608606 | Disclaimer | 62364-5 | Test performance information:Find:Pt:XXX:Nar: | Sequence Capture and Targeted Next-Generation Sequencing (NGS) followed by Polymerase Chain Reaction (PCR) and Sanger Sequencing
2020-11-02 | GSDGP | Glycogen Storage Disease Gene Panel, Varies | 608558 | Disclaimer | 62364-5 | Test performance information:Find:Pt:XXX:Nar: | Sequence Capture and Targeted Next-Generation Sequencing followed by Polymerase Chain Reaction (PCR) and Sanger Sequencing.
2020-11-02 | LSDGP | Lysosomal Storage Disease Gene Panel, Varies | 608546 | Disclaimer | 62364-5 | Test performance information:Find:Pt:XXX:Nar: | Sequence Capture and Targeted Next-Generation Sequencing followed by Polymerase Chain Reaction (PCR) and Sanger Sequencing.
2020-11-02 | PDGP | Peroxisomal Disorder Gene Panel, Varies | 608570 | Disclaimer | 62364-5 | Test performance information:Find:Pt:XXX:Nar: | Sequence Capture and Targeted Next-Generation Sequencing followed by Polymerase Chain Reaction (PCR) and Sanger Sequencing.
2020-11-02 | APGP | Acute Porphyria Gene Panel, Varies | 608594 | Disclaimer | 62364-5 | Test performance information:Find:Pt:XXX:Nar: | Sequence Capture and Targeted Next-Generation Sequencing (NGS) followed by Polymerase Chain Reaction (PCR) and Sanger Sequencing
2020-11-02 | CDGGP | Congenital Disorders of Glycosylation Gene Panel, Varies | 608534 | Disclaimer | 62364-5 | Test performance information:Find:Pt:XXX:Nar: | Sequence Capture and Targeted Next-Generation Sequencing followed by Polymerase Chain Reaction (PCR) and Sanger Sequencing
2020-11-02 | CHLGP | Cholestasis Gene Panel, Varies | 608630 | Disclaimer | 62364-5 | Test performance information:Find:Pt:XXX:Nar: | Sequence Capture and Targeted Next-Generation Sequencing followed by Polymerase Chain Reaction (PCR) and Sanger Sequencing.
2020-11-02 | GALZ | Galactosemia, GALT Gene, Full Gene Analysis, Varies | 608597 | Specimen | 31208-2 | Specimen source:Prid:Pt:XXX:Nom: | Sequence Capture and Targeted Next-Generation Sequencing (NGS) followed by Polymerase Chain Reaction (PCR) and Sanger Sequencing
2020-11-02 | PDGP | Peroxisomal Disorder Gene Panel, Varies | 608561 | Specimen | 31208-2 | Specimen source:Prid:Pt:XXX:Nom: | Sequence Capture and Targeted Next-Generation Sequencing followed by Polymerase Chain Reaction (PCR) and Sanger Sequencing.
2020-11-02 | CYSGP | Cystinuria Gene Panel, Varies | 608729 | Specimen | 31208-2 | Specimen source:Prid:Pt:XXX:Nom: | Sequence Capture and Targeted Next-Generation Sequencing followed by Polymerase Chain Reaction (PCR) and Sanger Sequencing.
2020-11-02 | KETGP | Ketone Disorders Gene Panel, Varies | 608693 | Specimen | 31208-2 | Specimen source:Prid:Pt:XXX:Nom: | Sequence Capture and Targeted Next-Generation Sequencing followed by Polymerase Chain Reaction (PCR) and Sanger Sequencing.
2020-11-02 | MMAGP | Methylmalonic Aciduria Gene Panel, Varies | 608657 | Specimen | 31208-2 | Specimen source:Prid:Pt:XXX:Nom: | Sequence Capture and Targeted Next-Generation Sequencing (NGS) followed by Polymerase Chain Reaction (PCR) and Sanger Sequencing
2020-11-02 | MPAGP | Methylmalonic Aciduria-Propionic Aciduria Combined Gene Panel, Varies | 608669 | Specimen | 31208-2 | Specimen source:Prid:Pt:XXX:Nom: | Sequence Capture and Targeted Next-Generation Sequencing followed by Polymerase Chain Reaction (PCR) and Sanger Sequencing.
2020-11-02 | PCGP | Porphyria Comprehensive Gene Panel, Varies | 608681 | Specimen | 31208-2 | Specimen source:Prid:Pt:XXX:Nom: | Sequence Capture and Targeted Next-Generation Sequencing (NGS) followed by Polymerase Chain Reaction (PCR) and Sanger Sequencing
2020-11-02 | GSDGP | Glycogen Storage Disease Gene Panel, Varies | 608549 | Specimen | 31208-2 | Specimen source:Prid:Pt:XXX:Nom: | Sequence Capture and Targeted Next-Generation Sequencing followed by Polymerase Chain Reaction (PCR) and Sanger Sequencing.
2020-11-02 | LSDGP | Lysosomal Storage Disease Gene Panel, Varies | 608537 | Specimen | 31208-2 | Specimen source:Prid:Pt:XXX:Nom: | Sequence Capture and Targeted Next-Generation Sequencing followed by Polymerase Chain Reaction (PCR) and Sanger Sequencing.
2020-11-02 | GALZ | Galactosemia, GALT Gene, Full Gene Analysis, Varies | 608605 | Genes Analyzed | 48018-6 | Gene identifier:ID:Pt:Bld/Tiss:Nom: | Sequence Capture and Targeted Next-Generation Sequencing (NGS) followed by Polymerase Chain Reaction (PCR) and Sanger Sequencing
2020-11-02 | GSDGP | Glycogen Storage Disease Gene Panel, Varies | 608557 | Genes Analyzed | 48018-6 | Gene identifier:ID:Pt:Bld/Tiss:Nom: | Sequence Capture and Targeted Next-Generation Sequencing followed by Polymerase Chain Reaction (PCR) and Sanger Sequencing.
2020-11-02 | LSDGP | Lysosomal Storage Disease Gene Panel, Varies | 608545 | Genes Analyzed | 48018-6 | Gene identifier:ID:Pt:Bld/Tiss:Nom: | Sequence Capture and Targeted Next-Generation Sequencing followed by Polymerase Chain Reaction (PCR) and Sanger Sequencing.
2020-11-02 | PDGP | Peroxisomal Disorder Gene Panel, Varies | 608569 | Genes Analyzed | 48018-6 | Gene identifier:ID:Pt:Bld/Tiss:Nom: | Sequence Capture and Targeted Next-Generation Sequencing followed by Polymerase Chain Reaction (PCR) and Sanger Sequencing.
2020-11-02 | CYSGP | Cystinuria Gene Panel, Varies | 608737 | Genes Analyzed | 48018-6 | Gene identifier:ID:Pt:Bld/Tiss:Nom: | Sequence Capture and Targeted Next-Generation Sequencing followed by Polymerase Chain Reaction (PCR) and Sanger Sequencing.
2020-11-02 | KETGP | Ketone Disorders Gene Panel, Varies | 608701 | Genes Analyzed | 48018-6 | Gene identifier:ID:Pt:Bld/Tiss:Nom: | Sequence Capture and Targeted Next-Generation Sequencing followed by Polymerase Chain Reaction (PCR) and Sanger Sequencing.
2020-11-02 | MMAGP | Methylmalonic Aciduria Gene Panel, Varies | 608665 | Genes Analyzed | 48018-6 | Gene identifier:ID:Pt:Bld/Tiss:Nom: | Sequence Capture and Targeted Next-Generation Sequencing (NGS) followed by Polymerase Chain Reaction (PCR) and Sanger Sequencing
2020-11-02 | MPAGP | Methylmalonic Aciduria-Propionic Aciduria Combined Gene Panel, Varies | 608677 | Genes Analyzed | 48018-6 | Gene identifier:ID:Pt:Bld/Tiss:Nom: | Sequence Capture and Targeted Next-Generation Sequencing followed by Polymerase Chain Reaction (PCR) and Sanger Sequencing.
2020-11-02 | PCGP | Porphyria Comprehensive Gene Panel, Varies | 608689 | Genes Analyzed | 48018-6 | Gene identifier:ID:Pt:Bld/Tiss:Nom: | Sequence Capture and Targeted Next-Generation Sequencing (NGS) followed by Polymerase Chain Reaction (PCR) and Sanger Sequencing
2020-11-02 | GALZ | Galactosemia, GALT Gene, Full Gene Analysis, Varies | 608601 | Interpretation | 69047-9 | Geneticist review:Imp:Pt:XXX:Nar: | Sequence Capture and Targeted Next-Generation Sequencing (NGS) followed by Polymerase Chain Reaction (PCR) and Sanger Sequencing
2020-11-02 | GSDGP | Glycogen Storage Disease Gene Panel, Varies | 608553 | Interpretation | 69047-9 | Geneticist review:Imp:Pt:XXX:Nar: | Sequence Capture and Targeted Next-Generation Sequencing followed by Polymerase Chain Reaction (PCR) and Sanger Sequencing.
2020-11-02 | LSDGP | Lysosomal Storage Disease Gene Panel, Varies | 608541 | Interpretation | 69047-9 | Geneticist review:Imp:Pt:XXX:Nar: | Sequence Capture and Targeted Next-Generation Sequencing followed by Polymerase Chain Reaction (PCR) and Sanger Sequencing.
2020-11-02 | PDGP | Peroxisomal Disorder Gene Panel, Varies | 608565 | Interpretation | 69047-9 | Geneticist review:Imp:Pt:XXX:Nar: | Sequence Capture and Targeted Next-Generation Sequencing followed by Polymerase Chain Reaction (PCR) and Sanger Sequencing.
2020-11-02 | CYSGP | Cystinuria Gene Panel, Varies | 608733 | Interpretation | 69047-9 | Geneticist review:Imp:Pt:XXX:Nar: | Sequence Capture and Targeted Next-Generation Sequencing followed by Polymerase Chain Reaction (PCR) and Sanger Sequencing.
2020-11-02 | KETGP | Ketone Disorders Gene Panel, Varies | 608697 | Interpretation | 69047-9 | Geneticist review:Imp:Pt:XXX:Nar: | Sequence Capture and Targeted Next-Generation Sequencing followed by Polymerase Chain Reaction (PCR) and Sanger Sequencing.
2020-11-02 | MMAGP | Methylmalonic Aciduria Gene Panel, Varies | 608661 | Interpretation | 69047-9 | Geneticist review:Imp:Pt:XXX:Nar: | Sequence Capture and Targeted Next-Generation Sequencing (NGS) followed by Polymerase Chain Reaction (PCR) and Sanger Sequencing
2020-11-02 | MPAGP | Methylmalonic Aciduria-Propionic Aciduria Combined Gene Panel, Varies | 608673 | Interpretation | 69047-9 | Geneticist review:Imp:Pt:XXX:Nar: | Sequence Capture and Targeted Next-Generation Sequencing followed by Polymerase Chain Reaction (PCR) and Sanger Sequencing.
2020-11-02 | PCGP | Porphyria Comprehensive Gene Panel, Varies | 608685 | Interpretation | 69047-9 | Geneticist review:Imp:Pt:XXX:Nar: | Sequence Capture and Targeted Next-Generation Sequencing (NGS) followed by Polymerase Chain Reaction (PCR) and Sanger Sequencing
2020-11-02 | GALZ | Galactosemia, GALT Gene, Full Gene Analysis, Varies | 608596 | Test Description | 62364-5 | Test performance information:Find:Pt:XXX:Nar: | Sequence Capture and Targeted Next-Generation Sequencing (NGS) followed by Polymerase Chain Reaction (PCR) and Sanger Sequencing
2020-11-02 | GSDGP | Glycogen Storage Disease Gene Panel, Varies | 608548 | Test Description | 62364-5 | Test performance information:Find:Pt:XXX:Nar: | Sequence Capture and Targeted Next-Generation Sequencing followed by Polymerase Chain Reaction (PCR) and Sanger Sequencing.
2020-11-02 | LSDGP | Lysosomal Storage Disease Gene Panel, Varies | 608536 | Test Description | 62364-5 | Test performance information:Find:Pt:XXX:Nar: | Sequence Capture and Targeted Next-Generation Sequencing followed by Polymerase Chain Reaction (PCR) and Sanger Sequencing.
2020-11-02 | PDGP | Peroxisomal Disorder Gene Panel, Varies | 608560 | Test Description | 62364-5 | Test performance information:Find:Pt:XXX:Nar: | Sequence Capture and Targeted Next-Generation Sequencing followed by Polymerase Chain Reaction (PCR) and Sanger Sequencing.
2020-11-02 | APGP | Acute Porphyria Gene Panel, Varies | 608584 | Test Description | 62364-5 | Test performance information:Find:Pt:XXX:Nar: | Sequence Capture and Targeted Next-Generation Sequencing (NGS) followed by Polymerase Chain Reaction (PCR) and Sanger Sequencing
2020-11-02 | CDGGP | Congenital Disorders of Glycosylation Gene Panel, Varies | 608524 | Test Description | 62364-5 | Test performance information:Find:Pt:XXX:Nar: | Sequence Capture and Targeted Next-Generation Sequencing followed by Polymerase Chain Reaction (PCR) and Sanger Sequencing
2020-11-02 | CHLGP | Cholestasis Gene Panel, Varies | 608620 | Test Description | 62364-5 | Test performance information:Find:Pt:XXX:Nar: | Sequence Capture and Targeted Next-Generation Sequencing followed by Polymerase Chain Reaction (PCR) and Sanger Sequencing.
2020-11-02 | CLADP | Congenital Lactic Acidosis Panel, Varies | 608632 | Test Description | 62364-5 | Test performance information:Find:Pt:XXX:Nar: | Sequence Capture and Targeted Next-Generation Sequencing followed by Polymerase Chain Reaction (PCR) and Sanger Sequencing/Long-Range Polymerase Chain Reaction (L-RPCR) followed by Next-Generation Sequencing (NGS)
2020-11-02 | CYSGP | Cystinuria Gene Panel, Varies | 608728 | Test Description | 62364-5 | Test performance information:Find:Pt:XXX:Nar: | Sequence Capture and Targeted Next-Generation Sequencing followed by Polymerase Chain Reaction (PCR) and Sanger Sequencing.
2020-11-02 | DHCRZ | Smith Lemli Opitz Syndrome, DHCR7 Gene, Full Gene Analysis, Varies | 608704 | Test Description | 62364-5 | Test performance information:Find:Pt:XXX:Nar: | Sequence Capture and Targeted Next-Generation Sequencing (NGS) followed by Polymerase Chain Reaction (PCR) and Sanger Sequencing
2020-11-02 | HEXBZ | Sandhoff Disease, HEXB Gene, Full Gene Analysis, Varies | 608716 | Test Description | 62364-5 | Test performance information:Find:Pt:XXX:Nar: | Sequence Capture and Targeted Next-Generation Sequencing followed by Polymerase Chain Reaction (PCR) and Sanger Sequencing
2020-11-02 | KETGP | Ketone Disorders Gene Panel, Varies | 608692 | Test Description | 62364-5 | Test performance information:Find:Pt:XXX:Nar: | Sequence Capture and Targeted Next-Generation Sequencing followed by Polymerase Chain Reaction (PCR) and Sanger Sequencing.
2020-11-02 | MMAGP | Methylmalonic Aciduria Gene Panel, Varies | 608656 | Test Description | 62364-5 | Test performance information:Find:Pt:XXX:Nar: | Sequence Capture and Targeted Next-Generation Sequencing (NGS) followed by Polymerase Chain Reaction (PCR) and Sanger Sequencing
2020-11-02 | MPAGP | Methylmalonic Aciduria-Propionic Aciduria Combined Gene Panel, Varies | 608668 | Test Description | 62364-5 | Test performance information:Find:Pt:XXX:Nar: | Sequence Capture and Targeted Next-Generation Sequencing followed by Polymerase Chain Reaction (PCR) and Sanger Sequencing.
2020-11-02 | PCGP | Porphyria Comprehensive Gene Panel, Varies | 608680 | Test Description | 62364-5 | Test performance information:Find:Pt:XXX:Nar: | Sequence Capture and Targeted Next-Generation Sequencing (NGS) followed by Polymerase Chain Reaction (PCR) and Sanger Sequencing
2020-11-02 | GALZ | Galactosemia, GALT Gene, Full Gene Analysis, Varies | 608607 | Released By | 18771-6 | Provider.signing name:Pn:Pt:Report:Nom: | Sequence Capture and Targeted Next-Generation Sequencing (NGS) followed by Polymerase Chain Reaction (PCR) and Sanger Sequencing
2020-11-02 | GSDGP | Glycogen Storage Disease Gene Panel, Varies | 608559 | Released By | 18771-6 | Provider.signing name:Pn:Pt:Report:Nom: | Sequence Capture and Targeted Next-Generation Sequencing followed by Polymerase Chain Reaction (PCR) and Sanger Sequencing.
2020-11-02 | LSDGP | Lysosomal Storage Disease Gene Panel, Varies | 608547 | Released By | 18771-6 | Provider.signing name:Pn:Pt:Report:Nom: | Sequence Capture and Targeted Next-Generation Sequencing followed by Polymerase Chain Reaction (PCR) and Sanger Sequencing.
2020-11-02 | PDGP | Peroxisomal Disorder Gene Panel, Varies | 608571 | Released By | 18771-6 | Provider.signing name:Pn:Pt:Report:Nom: | Sequence Capture and Targeted Next-Generation Sequencing followed by Polymerase Chain Reaction (PCR) and Sanger Sequencing.
2020-11-02 | CYSGP | Cystinuria Gene Panel, Varies | 608739 | Released By | 18771-6 | Provider.signing name:Pn:Pt:Report:Nom: | Sequence Capture and Targeted Next-Generation Sequencing followed by Polymerase Chain Reaction (PCR) and Sanger Sequencing.
2020-11-02 | KETGP | Ketone Disorders Gene Panel, Varies | 608703 | Released By | 18771-6 | Provider.signing name:Pn:Pt:Report:Nom: | Sequence Capture and Targeted Next-Generation Sequencing followed by Polymerase Chain Reaction (PCR) and Sanger Sequencing.
2020-11-02 | MMAGP | Methylmalonic Aciduria Gene Panel, Varies | 608667 | Released By | 18771-6 | Provider.signing name:Pn:Pt:Report:Nom: | Sequence Capture and Targeted Next-Generation Sequencing (NGS) followed by Polymerase Chain Reaction (PCR) and Sanger Sequencing
2020-11-02 | MPAGP | Methylmalonic Aciduria-Propionic Aciduria Combined Gene Panel, Varies | 608679 | Released By | 18771-6 | Provider.signing name:Pn:Pt:Report:Nom: | Sequence Capture and Targeted Next-Generation Sequencing followed by Polymerase Chain Reaction (PCR) and Sanger Sequencing.
2020-11-02 | PCGP | Porphyria Comprehensive Gene Panel, Varies | 608691 | Released By | 18771-6 | Provider.signing name:Pn:Pt:Report:Nom: | Sequence Capture and Targeted Next-Generation Sequencing (NGS) followed by Polymerase Chain Reaction (PCR) and Sanger Sequencing
2020-11-02 | GALZ | Galactosemia, GALT Gene, Full Gene Analysis, Varies | 608603 | Additional Information | 48767-8 | Annotation comment:Imp:Pt:{system}:Nar: | Sequence Capture and Targeted Next-Generation Sequencing (NGS) followed by Polymerase Chain Reaction (PCR) and Sanger Sequencing
2020-11-02 | GSDGP | Glycogen Storage Disease Gene Panel, Varies | 608555 | Additional Information | 48767-8 | Annotation comment:Imp:Pt:{system}:Nar: | Sequence Capture and Targeted Next-Generation Sequencing followed by Polymerase Chain Reaction (PCR) and Sanger Sequencing.
2020-11-02 | LSDGP | Lysosomal Storage Disease Gene Panel, Varies | 608543 | Additional Information | 48767-8 | Annotation comment:Imp:Pt:{system}:Nar: | Sequence Capture and Targeted Next-Generation Sequencing followed by Polymerase Chain Reaction (PCR) and Sanger Sequencing.
2020-11-02 | PDGP | Peroxisomal Disorder Gene Panel, Varies | 608567 | Additional Information | 48767-8 | Annotation comment:Imp:Pt:{system}:Nar: | Sequence Capture and Targeted Next-Generation Sequencing followed by Polymerase Chain Reaction (PCR) and Sanger Sequencing.
2020-11-02 | APGP | Acute Porphyria Gene Panel, Varies | 608591 | Additional Information | 48767-8 | Annotation comment:Imp:Pt:{system}:Nar: | Sequence Capture and Targeted Next-Generation Sequencing (NGS) followed by Polymerase Chain Reaction (PCR) and Sanger Sequencing
2020-11-02 | CDGGP | Congenital Disorders of Glycosylation Gene Panel, Varies | 608531 | Additional Information | 48767-8 | Annotation comment:Imp:Pt:{system}:Nar: | Sequence Capture and Targeted Next-Generation Sequencing followed by Polymerase Chain Reaction (PCR) and Sanger Sequencing
2020-11-02 | CHLGP | Cholestasis Gene Panel, Varies | 608627 | Additional Information | 48767-8 | Annotation comment:Imp:Pt:{system}:Nar: | Sequence Capture and Targeted Next-Generation Sequencing followed by Polymerase Chain Reaction (PCR) and Sanger Sequencing.
2020-11-02 | CYSGP | Cystinuria Gene Panel, Varies | 608735 | Additional Information | 48767-8 | Annotation comment:Imp:Pt:{system}:Nar: | Sequence Capture and Targeted Next-Generation Sequencing followed by Polymerase Chain Reaction (PCR) and Sanger Sequencing.
2020-11-02 | KETGP | Ketone Disorders Gene Panel, Varies | 608699 | Additional Information | 48767-8 | Annotation comment:Imp:Pt:{system}:Nar: | Sequence Capture and Targeted Next-Generation Sequencing followed by Polymerase Chain Reaction (PCR) and Sanger Sequencing.
2020-11-02 | MMAGP | Methylmalonic Aciduria Gene Panel, Varies | 608663 | Additional Information | 48767-8 | Annotation comment:Imp:Pt:{system}:Nar: | Sequence Capture and Targeted Next-Generation Sequencing (NGS) followed by Polymerase Chain Reaction (PCR) and Sanger Sequencing
2020-11-02 | MPAGP | Methylmalonic Aciduria-Propionic Aciduria Combined Gene Panel, Varies | 608675 | Additional Information | 48767-8 | Annotation comment:Imp:Pt:{system}:Nar: | Sequence Capture and Targeted Next-Generation Sequencing followed by Polymerase Chain Reaction (PCR) and Sanger Sequencing.
2020-11-02 | PCGP | Porphyria Comprehensive Gene Panel, Varies | 608687 | Additional Information | 48767-8 | Annotation comment:Imp:Pt:{system}:Nar: | Sequence Capture and Targeted Next-Generation Sequencing (NGS) followed by Polymerase Chain Reaction (PCR) and Sanger Sequencing
2020-11-02 | CYSGP | Cystinuria Gene Panel, Varies | 608730 | Source | 31208-2 | Specimen source:Prid:Pt:XXX:Nom: | Sequence Capture and Targeted Next-Generation Sequencing followed by Polymerase Chain Reaction (PCR) and Sanger Sequencing.
2020-11-02 | KETGP | Ketone Disorders Gene Panel, Varies | 608694 | Source | 31208-2 | Specimen source:Prid:Pt:XXX:Nom: | Sequence Capture and Targeted Next-Generation Sequencing followed by Polymerase Chain Reaction (PCR) and Sanger Sequencing.
2020-11-02 | MPAGP | Methylmalonic Aciduria-Propionic Aciduria Combined Gene Panel, Varies | 608670 | Source | 31208-2 | Specimen source:Prid:Pt:XXX:Nom: | Sequence Capture and Targeted Next-Generation Sequencing followed by Polymerase Chain Reaction (PCR) and Sanger Sequencing.
2020-11-02 | PCGP | Porphyria Comprehensive Gene Panel, Varies | 608682 | Source | 31208-2 | Specimen source:Prid:Pt:XXX:Nom: | Sequence Capture and Targeted Next-Generation Sequencing (NGS) followed by Polymerase Chain Reaction (PCR) and Sanger Sequencing
2020-11-02 | GALZ | Galactosemia, GALT Gene, Full Gene Analysis, Varies | 608598 | Source | 31208-2 | Specimen source:Prid:Pt:XXX:Nom: | Sequence Capture and Targeted Next-Generation Sequencing (NGS) followed by Polymerase Chain Reaction (PCR) and Sanger Sequencing
2020-11-02 | GSDGP | Glycogen Storage Disease Gene Panel, Varies | 608550 | Source | 31208-2 | Specimen source:Prid:Pt:XXX:Nom: | Sequence Capture and Targeted Next-Generation Sequencing followed by Polymerase Chain Reaction (PCR) and Sanger Sequencing.
2020-11-02 | LSDGP | Lysosomal Storage Disease Gene Panel, Varies | 608538 | Source | 31208-2 | Specimen source:Prid:Pt:XXX:Nom: | Sequence Capture and Targeted Next-Generation Sequencing followed by Polymerase Chain Reaction (PCR) and Sanger Sequencing.
2020-11-02 | PDGP | Peroxisomal Disorder Gene Panel, Varies | 608562 | Source | 31208-2 | Specimen source:Prid:Pt:XXX:Nom: | Sequence Capture and Targeted Next-Generation Sequencing followed by Polymerase Chain Reaction (PCR) and Sanger Sequencing.
2020-11-02 | CHLGP | Cholestasis Gene Panel, Varies | 608622 | Source | 31208-2 | Specimen source:Prid:Pt:XXX:Nom: | Sequence Capture and Targeted Next-Generation Sequencing followed by Polymerase Chain Reaction (PCR) and Sanger Sequencing.
2020-11-02 | MMAGP | Methylmalonic Aciduria Gene Panel, Varies | 608658 | Source | 31208-2 | Specimen source:Prid:Pt:XXX:Nom: | Sequence Capture and Targeted Next-Generation Sequencing (NGS) followed by Polymerase Chain Reaction (PCR) and Sanger Sequencing
2020-11-02 | CDGGP | Congenital Disorders of Glycosylation Gene Panel, Varies | 608526 | Source | 31208-2 | Specimen source:Prid:Pt:XXX:Nom: | Sequence Capture and Targeted Next-Generation Sequencing followed by Polymerase Chain Reaction (PCR) and Sanger Sequencing
2020-10-30 | APGP | Acute Porphyria Gene Panel, Varies | 608587 | Result Summary | 50397-9 | Molecular diagnostic overall interpretation:PrThr:Pt:Bld/Tiss:Ord:Molgen | Sequence Capture and Targeted Next-Generation Sequencing (NGS) followed by Polymerase Chain Reaction (PCR) and Sanger Sequencing
2020-10-30 | CDGGP | Congenital Disorders of Glycosylation Gene Panel, Varies | 608527 | Result Summary | 50397-9 | Molecular diagnostic overall interpretation:PrThr:Pt:Bld/Tiss:Ord:Molgen | Sequence Capture and Targeted Next-Generation Sequencing followed by Polymerase Chain Reaction (PCR) and Sanger Sequencing
2020-10-30 | CHLGP | Cholestasis Gene Panel, Varies | 608623 | Result Summary | 50397-9 | Molecular diagnostic overall interpretation:PrThr:Pt:Bld/Tiss:Ord:Molgen | Sequence Capture and Targeted Next-Generation Sequencing followed by Polymerase Chain Reaction (PCR) and Sanger Sequencing.
2020-10-30 | APGP | Acute Porphyria Gene Panel, Varies | 608593 | Genes Analyzed | 48018-6 | Gene identifier:ID:Pt:Bld/Tiss:Nom: | Sequence Capture and Targeted Next-Generation Sequencing (NGS) followed by Polymerase Chain Reaction (PCR) and Sanger Sequencing
2020-10-30 | CHLGP | Cholestasis Gene Panel, Varies | 608629 | Genes Analyzed | 48018-6 | Gene identifier:ID:Pt:Bld/Tiss:Nom: | Sequence Capture and Targeted Next-Generation Sequencing followed by Polymerase Chain Reaction (PCR) and Sanger Sequencing.
2020-10-30 | CDGGP | Congenital Disorders of Glycosylation Gene Panel, Varies | 608533 | Genes Analyzed | 48018-6 | Gene identifier:ID:Pt:Bld/Tiss:Nom: | Sequence Capture and Targeted Next-Generation Sequencing followed by Polymerase Chain Reaction (PCR) and Sanger Sequencing
2020-10-30 | CDGGP | Congenital Disorders of Glycosylation Gene Panel, Varies | 608529 | Interpretation | 69047-9 | Geneticist review:Imp:Pt:XXX:Nar: | Sequence Capture and Targeted Next-Generation Sequencing followed by Polymerase Chain Reaction (PCR) and Sanger Sequencing
2020-10-30 | CHLGP | Cholestasis Gene Panel, Varies | 608625 | Interpretation | 69047-9 | Geneticist review:Imp:Pt:XXX:Nar: | Sequence Capture and Targeted Next-Generation Sequencing followed by Polymerase Chain Reaction (PCR) and Sanger Sequencing.
2020-10-30 | CDGGP | Congenital Disorders of Glycosylation Gene Panel, Varies | 608535 | Released By | 18771-6 | Provider.signing name:Pn:Pt:Report:Nom: | Sequence Capture and Targeted Next-Generation Sequencing followed by Polymerase Chain Reaction (PCR) and Sanger Sequencing
2020-10-30 | CHLGP | Cholestasis Gene Panel, Varies | 608631 | Released By | 18771-6 | Provider.signing name:Pn:Pt:Report:Nom: | Sequence Capture and Targeted Next-Generation Sequencing followed by Polymerase Chain Reaction (PCR) and Sanger Sequencing.
2020-10-30 | BNZX | Benzodiazepines Confirmation, Chain of Custody, Random, Urine | 608285 | Diazepam by LC-MS/MS | 16227-1 | diazePAM:MCnc:Pt:Urine:Qn:Confirm | Immunoassay/Liquid Chromatography Tandem Mass Spectrometry (LC-MS/MS)
2020-10-30 | BNZU | Benzodiazepines Confirmation, Random, Urine | 608263 | Midazolam by LC-MS/MS | 16233-9 | Midazolam:MCnc:Pt:Urine:Qn:Confirm | Liquid Chromatography Tandem Mass Spectrometry (LC-MS/MS)
2020-10-30 | BNZX | Benzodiazepines Confirmation, Chain of Custody, Random, Urine | 608287 | Midazolam by LC-MS/MS | 16233-9 | Midazolam:MCnc:Pt:Urine:Qn:Confirm | Immunoassay/Liquid Chromatography Tandem Mass Spectrometry (LC-MS/MS)
2020-10-30 | APGP | Acute Porphyria Gene Panel, Varies | 608585 | Specimen | 31208-2 | Specimen source:Prid:Pt:XXX:Nom: | Sequence Capture and Targeted Next-Generation Sequencing (NGS) followed by Polymerase Chain Reaction (PCR) and Sanger Sequencing
2020-10-30 | CDGGP | Congenital Disorders of Glycosylation Gene Panel, Varies | 608525 | Specimen | 31208-2 | Specimen source:Prid:Pt:XXX:Nom: | Sequence Capture and Targeted Next-Generation Sequencing followed by Polymerase Chain Reaction (PCR) and Sanger Sequencing
2020-10-30 | CHLGP | Cholestasis Gene Panel, Varies | 608621 | Specimen | 31208-2 | Specimen source:Prid:Pt:XXX:Nom: | Sequence Capture and Targeted Next-Generation Sequencing followed by Polymerase Chain Reaction (PCR) and Sanger Sequencing.
2020-10-30 | G6PD1 | Glucose 6-Phosphate Dehydrogenase Enzyme Activity, Blood | G6PCL | G6PD Enzyme Activity, B | 32546-4 | Glucose-6-Phosphate dehydrogenase:CCnt:Pt:RBC:Qn: | Kinetic Spectrophotometry
2020-10-30 | G6PDC | Glucose 6 Phosphate Dehydrogenase Enzyme Activity, Blood | G6PCL | G6PD Enzyme Activity, B | 32546-4 | Glucose-6-Phosphate dehydrogenase:CCnt:Pt:RBC:Qn: | Only orderable as part of a profile. For more information see: -HAEV1 / Hemolytic Anemia Evaluation, Blood -EEEV1 / Red Blood Cell (RBC) Enzyme Evaluation, Blood Kinetic Spectrophotometry
2020-10-29 | APGP | Acute Porphyria Gene Panel, Varies | 608586 | Source | 31208-2 | Specimen source:Prid:Pt:XXX:Nom: | Sequence Capture and Targeted Next-Generation Sequencing (NGS) followed by Polymerase Chain Reaction (PCR) and Sanger Sequencing
2020-10-29 | APGP | Acute Porphyria Gene Panel, Varies | 608589 | Interpretation | 69047-9 | Geneticist review:Imp:Pt:XXX:Nar: | Sequence Capture and Targeted Next-Generation Sequencing (NGS) followed by Polymerase Chain Reaction (PCR) and Sanger Sequencing
2020-10-29 | APGP | Acute Porphyria Gene Panel, Varies | 608595 | Released By | 18771-6 | Provider.signing name:Pn:Pt:Report:Nom: | Sequence Capture and Targeted Next-Generation Sequencing (NGS) followed by Polymerase Chain Reaction (PCR) and Sanger Sequencing
2020-10-29 | HEXBZ | Sandhoff Disease, HEXB Gene, Full Gene Analysis, Varies | 608717 | Specimen | 31208-2 | Specimen source:Prid:Pt:XXX:Nom: | Sequence Capture and Targeted Next-Generation Sequencing followed by Polymerase Chain Reaction (PCR) and Sanger Sequencing
2020-10-29 | HEXBZ | Sandhoff Disease, HEXB Gene, Full Gene Analysis, Varies | 608719 | Result Summary | 50397-9 | Molecular diagnostic overall interpretation:PrThr:Pt:Bld/Tiss:Ord:Molgen | Sequence Capture and Targeted Next-Generation Sequencing followed by Polymerase Chain Reaction (PCR) and Sanger Sequencing
2020-10-29 | HEXBZ | Sandhoff Disease, HEXB Gene, Full Gene Analysis, Varies | 608721 | Interpretation | 69047-9 | Geneticist review:Imp:Pt:XXX:Nar: | Sequence Capture and Targeted Next-Generation Sequencing followed by Polymerase Chain Reaction (PCR) and Sanger Sequencing
2020-10-29 | HEXBZ | Sandhoff Disease, HEXB Gene, Full Gene Analysis, Varies | 608723 | Additional Information | 48767-8 | Annotation comment:Imp:Pt:{system}:Nar: | Sequence Capture and Targeted Next-Generation Sequencing followed by Polymerase Chain Reaction (PCR) and Sanger Sequencing
2020-10-29 | HEXBZ | Sandhoff Disease, HEXB Gene, Full Gene Analysis, Varies | 608727 | Released By | 18771-6 | Provider.signing name:Pn:Pt:Report:Nom: | Sequence Capture and Targeted Next-Generation Sequencing followed by Polymerase Chain Reaction (PCR) and Sanger Sequencing
2020-10-29 | CLADP | Congenital Lactic Acidosis Panel, Varies | 608634 | Source | 31208-2 | Specimen source:Prid:Pt:XXX:Nom: | Sequence Capture and Targeted Next-Generation Sequencing followed by Polymerase Chain Reaction (PCR) and Sanger Sequencing/Long-Range Polymerase Chain Reaction (L-RPCR) followed by Next-Generation Sequencing (NGS)
2020-10-29 | CLADP | Congenital Lactic Acidosis Panel, Varies | 608641 | Genes Analyzed | 48018-6 | Gene identifier:ID:Pt:Bld/Tiss:Nom: | Sequence Capture and Targeted Next-Generation Sequencing followed by Polymerase Chain Reaction (PCR) and Sanger Sequencing/Long-Range Polymerase Chain Reaction (L-RPCR) followed by Next-Generation Sequencing (NGS)
2020-10-29 | DHCRZ | Smith Lemli Opitz Syndrome, DHCR7 Gene, Full Gene Analysis, Varies | 608706 | Source | 31208-2 | Specimen source:Prid:Pt:XXX:Nom: | Sequence Capture and Targeted Next-Generation Sequencing (NGS) followed by Polymerase Chain Reaction (PCR) and Sanger Sequencing
2020-10-29 | DHCRZ | Smith Lemli Opitz Syndrome, DHCR7 Gene, Full Gene Analysis, Varies | 608713 | Genes Analyzed | 48018-6 | Gene identifier:ID:Pt:Bld/Tiss:Nom: | Sequence Capture and Targeted Next-Generation Sequencing (NGS) followed by Polymerase Chain Reaction (PCR) and Sanger Sequencing
2020-10-29 | HEXBZ | Sandhoff Disease, HEXB Gene, Full Gene Analysis, Varies | 608718 | Source | 31208-2 | Specimen source:Prid:Pt:XXX:Nom: | Sequence Capture and Targeted Next-Generation Sequencing followed by Polymerase Chain Reaction (PCR) and Sanger Sequencing
2020-10-29 | HEXBZ | Sandhoff Disease, HEXB Gene, Full Gene Analysis, Varies | 608720 | Result | 82939-0 | Genetic variant details:Find:Pt:Bld/Tiss:Nar:Molgen | Sequence Capture and Targeted Next-Generation Sequencing followed by Polymerase Chain Reaction (PCR) and Sanger Sequencing
2020-10-29 | HEXBZ | Sandhoff Disease, HEXB Gene, Full Gene Analysis, Varies | 608725 | Genes Analyzed | 48018-6 | Gene identifier:ID:Pt:Bld/Tiss:Nom: | Sequence Capture and Targeted Next-Generation Sequencing followed by Polymerase Chain Reaction (PCR) and Sanger Sequencing
2020-10-29 | CLADP | Congenital Lactic Acidosis Panel, Varies | 608635 | Result Summary | 50397-9 | Molecular diagnostic overall interpretation:PrThr:Pt:Bld/Tiss:Ord:Molgen | Sequence Capture and Targeted Next-Generation Sequencing followed by Polymerase Chain Reaction (PCR) and Sanger Sequencing/Long-Range Polymerase Chain Reaction (L-RPCR) followed by Next-Generation Sequencing (NGS)
2020-10-29 | DHCRZ | Smith Lemli Opitz Syndrome, DHCR7 Gene, Full Gene Analysis, Varies | 608707 | Result Summary | 50397-9 | Molecular diagnostic overall interpretation:PrThr:Pt:Bld/Tiss:Ord:Molgen | Sequence Capture and Targeted Next-Generation Sequencing (NGS) followed by Polymerase Chain Reaction (PCR) and Sanger Sequencing
2020-10-29 | CLADP | Congenital Lactic Acidosis Panel, Varies | 608643 | Released By | 18771-6 | Provider.signing name:Pn:Pt:Report:Nom: | Sequence Capture and Targeted Next-Generation Sequencing followed by Polymerase Chain Reaction (PCR) and Sanger Sequencing/Long-Range Polymerase Chain Reaction (L-RPCR) followed by Next-Generation Sequencing (NGS)
2020-10-29 | DHCRZ | Smith Lemli Opitz Syndrome, DHCR7 Gene, Full Gene Analysis, Varies | 608715 | Released By | 18771-6 | Provider.signing name:Pn:Pt:Report:Nom: | Sequence Capture and Targeted Next-Generation Sequencing (NGS) followed by Polymerase Chain Reaction (PCR) and Sanger Sequencing
2020-10-29 | CLADP | Congenital Lactic Acidosis Panel, Varies | 608636 | Result | 82939-0 | Genetic variant details:Find:Pt:Bld/Tiss:Nar:Molgen | Sequence Capture and Targeted Next-Generation Sequencing followed by Polymerase Chain Reaction (PCR) and Sanger Sequencing/Long-Range Polymerase Chain Reaction (L-RPCR) followed by Next-Generation Sequencing (NGS)
2020-10-29 | DHCRZ | Smith Lemli Opitz Syndrome, DHCR7 Gene, Full Gene Analysis, Varies | 608708 | Result | 82939-0 | Genetic variant details:Find:Pt:Bld/Tiss:Nar:Molgen | Sequence Capture and Targeted Next-Generation Sequencing (NGS) followed by Polymerase Chain Reaction (PCR) and Sanger Sequencing
2020-10-29 | AMPHX | Amphetamines Confirmation, Chain of Custody, Random, Urine | 36129 | Phentermine-by LC-MS/MS | 20557-5 | Phentermine:MCnc:Pt:Urine:Qn:Confirm | Immunoassay/Liquid Chromatography Tandem Mass Spectrometry (LC-MS/MS)
2020-10-29 | AMPHX | Amphetamines Confirmation, Chain of Custody, Random, Urine | 36130 | Methamphetamine-by LC-MS/MS | 16235-4 | Methamphetamine:MCnc:Pt:Urine:Qn:Confirm | Immunoassay/Liquid Chromatography Tandem Mass Spectrometry (LC-MS/MS)
2020-10-29 | AMPHX | Amphetamines Confirmation, Chain of Custody, Random, Urine | 36132 | MDA (Ecstasy metabolite)-by LC-MS/MS | 20545-0 | Methylenedioxyamphetamine:MCnc:Pt:Urine:Qn:Confirm | Immunoassay/Liquid Chromatography Tandem Mass Spectrometry (LC-MS/MS)
2020-10-29 | AMPHX | Amphetamines Confirmation, Chain of Custody, Random, Urine | 36133 | MDMA (Ecstasy)-by LC-MS/MS | 18358-2 | Methylenedioxymethamphetamine:MCnc:Pt:Urine:Qn:Confirm | Immunoassay/Liquid Chromatography Tandem Mass Spectrometry (LC-MS/MS)
2020-10-29 | CLADP | Congenital Lactic Acidosis Panel, Varies | 608633 | Specimen | 31208-2 | Specimen source:Prid:Pt:XXX:Nom: | Sequence Capture and Targeted Next-Generation Sequencing followed by Polymerase Chain Reaction (PCR) and Sanger Sequencing/Long-Range Polymerase Chain Reaction (L-RPCR) followed by Next-Generation Sequencing (NGS)
2020-10-29 | CLADP | Congenital Lactic Acidosis Panel, Varies | 608637 | Interpretation | 69047-9 | Geneticist review:Imp:Pt:XXX:Nar: | Sequence Capture and Targeted Next-Generation Sequencing followed by Polymerase Chain Reaction (PCR) and Sanger Sequencing/Long-Range Polymerase Chain Reaction (L-RPCR) followed by Next-Generation Sequencing (NGS)
2020-10-29 | CLADP | Congenital Lactic Acidosis Panel, Varies | 608639 | Additional Information | 48767-8 | Annotation comment:Imp:Pt:{system}:Nar: | Sequence Capture and Targeted Next-Generation Sequencing followed by Polymerase Chain Reaction (PCR) and Sanger Sequencing/Long-Range Polymerase Chain Reaction (L-RPCR) followed by Next-Generation Sequencing (NGS)
2020-10-29 | DHCRZ | Smith Lemli Opitz Syndrome, DHCR7 Gene, Full Gene Analysis, Varies | 608705 | Specimen | 31208-2 | Specimen source:Prid:Pt:XXX:Nom: | Sequence Capture and Targeted Next-Generation Sequencing (NGS) followed by Polymerase Chain Reaction (PCR) and Sanger Sequencing
2020-10-29 | DHCRZ | Smith Lemli Opitz Syndrome, DHCR7 Gene, Full Gene Analysis, Varies | 608709 | Interpretation | 69047-9 | Geneticist review:Imp:Pt:XXX:Nar: | Sequence Capture and Targeted Next-Generation Sequencing (NGS) followed by Polymerase Chain Reaction (PCR) and Sanger Sequencing
2020-10-29 | DHCRZ | Smith Lemli Opitz Syndrome, DHCR7 Gene, Full Gene Analysis, Varies | 608711 | Additional Information | 48767-8 | Annotation comment:Imp:Pt:{system}:Nar: | Sequence Capture and Targeted Next-Generation Sequencing (NGS) followed by Polymerase Chain Reaction (PCR) and Sanger Sequencing
2020-10-28 | BNZX | Benzodiazepines Confirmation, Chain of Custody, Random, Urine | 608295 | Flurazepam by LC-MS/MS | 16231-3 | Flurazepam:MCnc:Pt:Urine:Qn:Confirm | Immunoassay/Liquid Chromatography Tandem Mass Spectrometry (LC-MS/MS)
2020-10-28 | BNZX | Benzodiazepines Confirmation, Chain of Custody, Random, Urine | 608297 | Lorazepam by LC-MS/MS | 17088-6 | LORazepam:MCnc:Pt:Urine:Qn:Confirm | Immunoassay/Liquid Chromatography Tandem Mass Spectrometry (LC-MS/MS)
2020-10-28 | BNZX | Benzodiazepines Confirmation, Chain of Custody, Random, Urine | 608298 | Prazepam by LC-MS/MS | 17479-7 | Prazepam:MCnc:Pt:Urine:Qn:Confirm | Immunoassay/Liquid Chromatography Tandem Mass Spectrometry (LC-MS/MS)
2020-10-28 | BNZX | Benzodiazepines Confirmation, Chain of Custody, Random, Urine | 608299 | Triazolam by LC-MS/MS | 16232-1 | Triazolam:MCnc:Pt:Urine:Qn:Confirm | Immunoassay/Liquid Chromatography Tandem Mass Spectrometry (LC-MS/MS)
2020-10-28 | BNZX | Benzodiazepines Confirmation, Chain of Custody, Random, Urine | 608300 | Alpha-Hydroxy Triazolam by LC-MS/MS | 49876-6 | Alpha hydroxytriazolam:MCnc:Pt:Urine:Qn:Confirm | Immunoassay/Liquid Chromatography Tandem Mass Spectrometry (LC-MS/MS)
2020-10-28 | BNZX | Benzodiazepines Confirmation, Chain of Custody, Random, Urine | 608301 | Zolpidem by LC-MS/MS | 72770-1 | Zolpidem:MCnc:Pt:Urine:Qn:Confirm | Immunoassay/Liquid Chromatography Tandem Mass Spectrometry (LC-MS/MS)
2020-10-28 | BNZX | Benzodiazepines Confirmation, Chain of Custody, Random, Urine | 608280 | Alprazolam by LC-MS/MS | 59615-5 | ALPRAZolam:MCnc:Pt:Urine:Qn:Confirm | Immunoassay/Liquid Chromatography Tandem Mass Spectrometry (LC-MS/MS)
2020-10-28 | BNZX | Benzodiazepines Confirmation, Chain of Custody, Random, Urine | 608281 | Alpha-Hydroxyalprazolam by LC-MS/MS | 16348-5 | Alpha hydroxyalprazolam:MCnc:Pt:Urine:Qn:Confirm | Immunoassay/Liquid Chromatography Tandem Mass Spectrometry (LC-MS/MS)
2020-10-28 | BNZX | Benzodiazepines Confirmation, Chain of Custody, Random, Urine | 608282 | Chlordiazepoxide by LC-MS/MS | 20522-9 | chlordiazePOXIDE:MCnc:Pt:Urine:Qn:Confirm | Immunoassay/Liquid Chromatography Tandem Mass Spectrometry (LC-MS/MS)
2020-10-28 | BNZX | Benzodiazepines Confirmation, Chain of Custody, Random, Urine | 608283 | Clonazepam by LC-MS/MS | 16229-7 | clonazePAM:MCnc:Pt:Urine:Qn:Confirm | Immunoassay/Liquid Chromatography Tandem Mass Spectrometry (LC-MS/MS)
2020-10-28 | BNZX | Benzodiazepines Confirmation, Chain of Custody, Random, Urine | 608284 | 7-aminoclonazepam by LC-MS/MS | 51776-3 | 7-Aminoclonazepam:MCnc:Pt:Urine:Qn:Confirm | Immunoassay/Liquid Chromatography Tandem Mass Spectrometry (LC-MS/MS)
2020-10-28 | BNZX | Benzodiazepines Confirmation, Chain of Custody, Random, Urine | 608286 | Nordiazepam by LC-MS/MS | 16228-9 | Nordiazepam:MCnc:Pt:Urine:Qn:Confirm | Immunoassay/Liquid Chromatography Tandem Mass Spectrometry (LC-MS/MS)
2020-10-28 | BNZX | Benzodiazepines Confirmation, Chain of Custody, Random, Urine | 608288 | Alpha-Hydroxy Midazolam by LC-MS/MS | 59590-0 | 1-Hydroxymidazolam:MCnc:Pt:Urine:Qn:Confirm | Immunoassay/Liquid Chromatography Tandem Mass Spectrometry (LC-MS/MS)
2020-10-28 | BNZX | Benzodiazepines Confirmation, Chain of Custody, Random, Urine | 608289 | Oxazepam by LC-MS/MS | 16201-6 | Oxazepam:MCnc:Pt:Urine:Qn:Confirm | Immunoassay/Liquid Chromatography Tandem Mass Spectrometry (LC-MS/MS)
2020-10-28 | BNZX | Benzodiazepines Confirmation, Chain of Custody, Random, Urine | 608290 | Temazepam by LC-MS/MS | 20559-1 | Temazepam:MCnc:Pt:Urine:Qn:Confirm | Immunoassay/Liquid Chromatography Tandem Mass Spectrometry (LC-MS/MS)
2020-10-28 | BNZX | Benzodiazepines Confirmation, Chain of Custody, Random, Urine | 608291 | Clobazam by LC-MS/MS | 59635-3 | cloBAZam:MCnc:Pt:Urine:Qn:Confirm | Immunoassay/Liquid Chromatography Tandem Mass Spectrometry (LC-MS/MS)
2020-10-28 | BNZX | Benzodiazepines Confirmation, Chain of Custody, Random, Urine | 608293 | Flunitrazepam by LC-MS/MS | 20528-6 | Flunitrazepam:MCnc:Pt:Urine:Qn:Confirm | Immunoassay/Liquid Chromatography Tandem Mass Spectrometry (LC-MS/MS)
2020-10-28 | BNZX | Benzodiazepines Confirmation, Chain of Custody, Random, Urine | 608294 | 7-aminoflunitrazepam by LC-MS/MS | 51777-1 | 7-Aminoflunitrazepam:MCnc:Pt:Urine:Qn:Confirm | Immunoassay/Liquid Chromatography Tandem Mass Spectrometry (LC-MS/MS)
2020-10-28 | 2DIS | Human Leukocyte Antigens (HLA)-DR-DQ Disease Association Typing Low Resolution, Blood | 2DA11 | DQB1 - 1 Equivalent | 53938-7 | HLA-DQB1:Type:Pt:Bld/Tiss:Nom: | Polymerase Chain Reaction (PCR)/Next-Generation Sequencing (NGS)
2020-10-28 | 2DIS | Human Leukocyte Antigens (HLA)-DR-DQ Disease Association Typing Low Resolution, Blood | 2DA12 | DQB1 - 2 Equivalent | 53938-7 | HLA-DQB1:Type:Pt:Bld/Tiss:Nom: | Polymerase Chain Reaction (PCR)/Next-Generation Sequencing (NGS)
2020-10-27 | 2DIS | Human Leukocyte Antigens (HLA)-DR-DQ Disease Association Typing Low Resolution, Blood | 2DA13 | DQB1 - 1 Molecular | 78017-1 | HLA-DQB1:Type:Pt:Bld/Tiss:Nom:Low resolution | Polymerase Chain Reaction (PCR)/Next-Generation Sequencing (NGS)
2020-10-27 | 2DIS | Human Leukocyte Antigens (HLA)-DR-DQ Disease Association Typing Low Resolution, Blood | 2DA14 | DQB1 - 2 Molecular | 78017-1 | HLA-DQB1:Type:Pt:Bld/Tiss:Nom:Low resolution | Polymerase Chain Reaction (PCR)/Next-Generation Sequencing (NGS)
2020-10-27 | FFTAC | Thrombin-Antithrombin Complex | FFTAC | Thrombin Antithrombin Complex | 14182-0 | Thrombin antithrombin complex Ag:MCnc:Pt:PPP:Qn:IA | Enzyme Immunoassay
2020-10-23 | PFK1 | Phosphofructokinase Enzyme Activity, Blood | PFKCL | Phosphofructokinase, B | 72664-6 | Phosphofructokinase:CCnt:Pt:RBC:Qn: | Kinetic Spectrophotometry
2020-10-23 | PFKC | Phosphofructokinase Enzyme Activity, Blood | PFKCL | Phosphofructokinase, B | 72664-6 | Phosphofructokinase:CCnt:Pt:RBC:Qn: | Only available as part of a profile. For more information see: -HAEV1 / Hemolytic Anemia Evaluation, Blood -EEEV1 / Red Blood Cell (RBC) Enzyme Evaluation, Blood Kinetic Spectrophotometry (KS)
2020-10-22 | BNZU | Benzodiazepines Confirmation, Random, Urine | 608256 | Alprazolam by LC-MS/MS | 59615-5 | ALPRAZolam:MCnc:Pt:Urine:Qn:Confirm | Liquid Chromatography Tandem Mass Spectrometry (LC-MS/MS)
2020-10-22 | BNZU | Benzodiazepines Confirmation, Random, Urine | 608257 | Alpha-Hydroxyalprazolam by LC-MS/MS | 16348-5 | Alpha hydroxyalprazolam:MCnc:Pt:Urine:Qn:Confirm | Liquid Chromatography Tandem Mass Spectrometry (LC-MS/MS)
2020-10-22 | BNZU | Benzodiazepines Confirmation, Random, Urine | 608258 | Chlordiazepoxide by LC-MS/MS | 20522-9 | chlordiazePOXIDE:MCnc:Pt:Urine:Qn:Confirm | Liquid Chromatography Tandem Mass Spectrometry (LC-MS/MS)
2020-10-22 | BNZU | Benzodiazepines Confirmation, Random, Urine | 608259 | Clonazepam by LC-MS/MS | 16229-7 | clonazePAM:MCnc:Pt:Urine:Qn:Confirm | Liquid Chromatography Tandem Mass Spectrometry (LC-MS/MS)
2020-10-22 | BNZU | Benzodiazepines Confirmation, Random, Urine | 608260 | 7-aminoclonazepam by LC-MS/MS | 51776-3 | 7-Aminoclonazepam:MCnc:Pt:Urine:Qn:Confirm | Liquid Chromatography Tandem Mass Spectrometry (LC-MS/MS)
2020-10-22 | BNZU | Benzodiazepines Confirmation, Random, Urine | 608261 | Diazepam by LC-MS/MS | 16227-1 | diazePAM:MCnc:Pt:Urine:Qn:Confirm | Liquid Chromatography Tandem Mass Spectrometry (LC-MS/MS)
2020-10-22 | BNZU | Benzodiazepines Confirmation, Random, Urine | 608262 | Nordiazepam by LC-MS/MS | 16228-9 | Nordiazepam:MCnc:Pt:Urine:Qn:Confirm | Liquid Chromatography Tandem Mass Spectrometry (LC-MS/MS)
2020-10-22 | BNZU | Benzodiazepines Confirmation, Random, Urine | 608264 | Alpha-Hydroxy Midazolam by LC-MS/MS | 59590-0 | 1-Hydroxymidazolam:MCnc:Pt:Urine:Qn:Confirm | Liquid Chromatography Tandem Mass Spectrometry (LC-MS/MS)
2020-10-22 | BNZU | Benzodiazepines Confirmation, Random, Urine | 608265 | Oxazepam by LC-MS/MS | 16201-6 | Oxazepam:MCnc:Pt:Urine:Qn:Confirm | Liquid Chromatography Tandem Mass Spectrometry (LC-MS/MS)
2020-10-22 | BNZU | Benzodiazepines Confirmation, Random, Urine | 608266 | Temazepam by LC-MS/MS | 20559-1 | Temazepam:MCnc:Pt:Urine:Qn:Confirm | Liquid Chromatography Tandem Mass Spectrometry (LC-MS/MS)
2020-10-22 | BNZU | Benzodiazepines Confirmation, Random, Urine | 608267 | Clobazam by LC-MS/MS | 59635-3 | cloBAZam:MCnc:Pt:Urine:Qn:Confirm | Liquid Chromatography Tandem Mass Spectrometry (LC-MS/MS)
2020-10-22 | BNZU | Benzodiazepines Confirmation, Random, Urine | 608269 | Flunitrazepam by LC-MS/MS | 20528-6 | Flunitrazepam:MCnc:Pt:Urine:Qn:Confirm | Liquid Chromatography Tandem Mass Spectrometry (LC-MS/MS)
2020-10-22 | BNZU | Benzodiazepines Confirmation, Random, Urine | 608270 | 7-aminoflunitrazepam by LC-MS/MS | 51777-1 | 7-Aminoflunitrazepam:MCnc:Pt:Urine:Qn:Confirm | Liquid Chromatography Tandem Mass Spectrometry (LC-MS/MS)
2020-10-22 | BNZU | Benzodiazepines Confirmation, Random, Urine | 608271 | Flurazepam by LC-MS/MS | 16231-3 | Flurazepam:MCnc:Pt:Urine:Qn:Confirm | Liquid Chromatography Tandem Mass Spectrometry (LC-MS/MS)
2020-10-22 | BNZU | Benzodiazepines Confirmation, Random, Urine | 608273 | Lorazepam by LC-MS/MS | 17088-6 | LORazepam:MCnc:Pt:Urine:Qn:Confirm | Liquid Chromatography Tandem Mass Spectrometry (LC-MS/MS)
2020-10-22 | BNZU | Benzodiazepines Confirmation, Random, Urine | 608274 | Prazepam by LC-MS/MS | 17479-7 | Prazepam:MCnc:Pt:Urine:Qn:Confirm | Liquid Chromatography Tandem Mass Spectrometry (LC-MS/MS)
2020-10-22 | BNZU | Benzodiazepines Confirmation, Random, Urine | 608275 | Triazolam by LC-MS/MS | 16232-1 | Triazolam:MCnc:Pt:Urine:Qn:Confirm | Liquid Chromatography Tandem Mass Spectrometry (LC-MS/MS)
2020-10-22 | BNZU | Benzodiazepines Confirmation, Random, Urine | 608276 | Alpha-Hydroxy Triazolam by LC-MS/MS | 49876-6 | Alpha hydroxytriazolam:MCnc:Pt:Urine:Qn:Confirm | Liquid Chromatography Tandem Mass Spectrometry (LC-MS/MS)
2020-10-22 | BNZU | Benzodiazepines Confirmation, Random, Urine | 608277 | Zolpidem by LC-MS/MS | 72770-1 | Zolpidem:MCnc:Pt:Urine:Qn:Confirm | Liquid Chromatography Tandem Mass Spectrometry (LC-MS/MS)
2020-10-21 | FGBP1 | Insulin-like Growth Factor-binding Protein-1 (IGFBP-1) | FGBP1 | IGF Binding Protein 1 | 12722-5 | Insulin-like growth factor binding protein 1:MCnc:Pt:Ser/Plas:Qn: | Immunochemiluminometric Assay (ICMA)
2020-10-20 | AKC | Adenylate Kinase Enzyme Activity, Blood | AKCL | Adenylate Kinase, B | 44051-1 | Adenylate kinase:CCnt:Pt:RBC:Qn: | Only available as part of a profile. For more information see: -HAEV1 / Hemolytic Anemia Evaluation, Blood -EEEV1 / Red Blood Cell (RBC) Enzyme Evaluation, Blood Kinetic Spectrophotometry (KS)
2020-10-20 | GPI1 | Glucose Phosphate Isomerase Enzyme Activity, Blood | GPICL | Glucose Phosphate Isomerase, B | 44050-3 | Glucose phosphate isomerase:CCnt:Pt:RBC:Qn: | Kinetic Spectrophotometry (KS)
2020-10-20 | GPIC | Glucose Phosphate Isomerase Enzyme Activity, Blood | GPICL | Glucose Phosphate Isomerase, B | 44050-3 | Glucose phosphate isomerase:CCnt:Pt:RBC:Qn: | Only available as part of a profile. For more information see: -HAEV1 / Hemolytic Anemia Evaluation, Blood -EEEV1 / Red Blood Cell (RBC) Enzyme Evaluation, Blood Kinetic Spectrophotometry (KS)
2020-10-20 | METR1 | Cytochrome b5 Reductase Enzyme Activity, Blood | METRB | Cytochrome b5 Reductase, B | 32703-1 | Cytochrome b5 reductase:CCnt:Pt:RBC:Qn: | Kinetic Spectrophotometry (KS)
2020-10-20 | AK1 | Adenylate Kinase Enzyme Activity, Blood | AKCL | Adenylate Kinase, B | 44051-1 | Adenylate kinase:CCnt:Pt:RBC:Qn: | Kinetic Spectrophotometry
2020-10-20 | CYPAN | Cytokine Panel, Plasma | 610308 | IL-6 | 26881-3 | Interleukin 6:MCnc:Pt:Ser/Plas:Qn: | Bead-Based Multiplex Immunoassay
2020-10-20 | CYPAN | Cytokine Panel, Plasma | 610310 | IL-10 | 26848-2 | Interleukin 10:MCnc:Pt:Ser/Plas:Qn: | Bead-Based Multiplex Immunoassay
2020-10-20 | CYPAN | Cytokine Panel, Plasma | 610312 | IL-1 beta | 13629-1 | Interleukin 1 beta:MCnc:Pt:Ser/Plas:Qn: | Bead-Based Multiplex Immunoassay
2020-10-20 | CYPAN | Cytokine Panel, Plasma | 610313 | IFN-gamma | 27415-9 | Interferon.gamma:MCnc:Pt:Ser/Plas:Qn: | Bead-Based Multiplex Immunoassay
2020-10-20 | CYPAN | Cytokine Panel, Plasma | 610316 | IL-2 receptor alpha soluble | 76039-7 | Interleukin 2 receptor.soluble:MCnc:Pt:Ser/Plas:Qn: | Bead-Based Multiplex Immunoassay
2020-10-20 | CYPAN | Cytokine Panel, Plasma | 610317 | IFN-alpha | 33820-2 | Interferon.alpha:MCnc:Pt:Ser/Plas:Qn: | Bead-Based Multiplex Immunoassay
2020-10-20 | CYPAN | Cytokine Panel, Plasma | 610318 | IL-18 | 33823-6 | Interleukin 18:MCnc:Pt:Ser/Plas:Qn: | Bead-Based Multiplex Immunoassay
2020-10-19 | BNZX | Benzodiazepines Confirmation, Chain of Custody, Random, Urine | 608450 | Chain of Custody | 77202-0 | Laboratory comment:Txt:Pt:Report:Nar: | Immunoassay/Liquid Chromatography Tandem Mass Spectrometry (LC-MS/MS)
2020-10-19 | BNZX | Benzodiazepines Confirmation, Chain of Custody, Random, Urine | 608452 | Benzodiazepines Immunoassay Screen | 14316-4 | Benzodiazepines:PrThr:Pt:Urine:Ord:Screen | Immunoassay/Liquid Chromatography Tandem Mass Spectrometry (LC-MS/MS)
2020-10-16 | BA48F | Bile Acids, Bowel Dysfunction, 48 Hour, Feces | 610285 | Stool Weight | 30078-0 | Specimen weight:Mass:Pt:Stool:Qn: | Liquid Chromatography-Tandem Mass Spectrometry (LC-MS/MS)
2020-10-16 | FADDP | Adenosine Deaminase, Pericardial Fluid | Z5894 | Adenosine Deaminase Pericardial Fld | 49760-2 | Adenosine deaminase:CCnc:Pt:Pericard fld:Qn: | Quantitative Spectrophotometry
2020-10-15 | FADCF | Adenosine Deaminase in CSF | Z5892 | Adenosine Deaminase, CSF | 35703-8 | Adenosine deaminase:CCnc:Pt:CSF:Qn: | Quantitative Spectrophotometry
2020-10-15 | FADFL | Adenosine Deaminase in Peritoneal Fluid | FADFL | Adenosine Deaminase Peritoneal Fld | 49759-4 | Adenosine deaminase:CCnc:Pt:Periton fld:Qn: | Quantitative Spectrophotometry
2020-10-15 | FADPF | Adenosine Deaminase, Pleural Fluid | Z5889 | Adenosine Deaminase Pleural Fld | 35704-6 | Adenosine deaminase:CCnc:Pt:Plr fld:Qn: | Quantitative Spectrometry
2020-10-15 | FRSVQ | Respiratory Syncytial Virus (RSV) RNA, Qualitative Real-Time PCR | Z5895 | Specimen Type | 31208-2 | Specimen source:Prid:Pt:XXX:Nom: | Real-Time Polymerase Chain Reaction (PCR)
2020-10-15 | FRSVQ | Respiratory Syncytial Virus (RSV) RNA, Qualitative Real-Time PCR | Z5896 | RSV RNA, Qualitative PCR | 40988-8 | Respiratory syncytial virus RNA:PrThr:Pt:XXX:Ord:Probe.amp.tar | Real-Time Polymerase Chain Reaction (PCR)
2020-10-13 | FABAA | Anti-bestrophin Autoantibodies | FABAA | Anti-bestrophin Autoantibodies | Not Provided |  | Immunoblot
2020-10-12 | MURA | Lysozyme (Muramidase), Plasma | MURA | Lysozyme (Muramidase), P | 2589-0 | Lysozyme:MCnc:Pt:Ser/Plas:Qn: | Turbidimetric
2020-10-12 | TPI1 | Triosephosphate Isomerase Enzyme Activity, Blood | TPICL | Triosephosphate Isomerase, B | 44054-5 | Triosephosphate isomerase:CCnt:Pt:RBC:Qn: | Kinetic Spectrophotometry (KS)
2020-10-12 | TPIC | Triosephosphate Isomerase Enzyme Activity, Blood | TPICL | Triosephosphate Isomerase, B | 44054-5 | Triosephosphate isomerase:CCnt:Pt:RBC:Qn: | Only available as part of a profile. For more information see: -HAEV1 / Hemolytic Anemia Evaluation, Blood -EEEV1 / Red Blood Cell (RBC) Enzyme Evaluation, Blood Kinetic Spectrophotometry
2020-10-12 | PGK1 | Phosphoglycerate Kinase Enzyme Activity, Blood | PGKCL | Phosphoglycerate Kinase, B | 44053-7 | Phosphoglycerate kinase:CCnt:Pt:RBC:Qn: | Kinetic Spectrophotometry
2020-10-12 | PGKC | Phosphoglycerate Kinase Enzyme Activity, Blood | PGKCL | Phosphoglycerate Kinase, B | 44053-7 | Phosphoglycerate kinase:CCnt:Pt:RBC:Qn: | Only available as part of a profile. For more information see: -HAEV1 / Hemolytic Anemia Evaluation, Blood -EEEV1 / Red Blood Cell (RBC) Enzyme Evaluation, Blood Kinetic Spectrophotometry (KS)
2020-10-12 | HK1 | Hexokinase Enzyme Activity, Blood | HKCL | Hexokinase, B | 49216-5 | Hexokinase:CCnt:Pt:RBC:Qn: | Kinetic Spectrophotometry (KS)
2020-10-12 | HKC | Hexokinase Enzyme Activity, Blood | HKCL | Hexokinase, B | 49216-5 | Hexokinase:CCnt:Pt:RBC:Qn: | Only available as part of a profile. For more information see: -HAEV1 / Hemolytic Anemia Evaluation, Blood -EEEV1 / Red Blood Cell (RBC) Enzyme Evaluation, Blood Kinetic Spectrophotometry (KS)
2020-10-12 | PK1 | Pyruvate Kinase Enzyme Activity, Blood | PKCL | PK Enzyme Activity, B | 32552-2 | Pyruvate kinase:CCnt:Pt:RBC:Qn: | Kinetic Spectrophotometry (KS)
2020-10-12 | PKC | Pyruvate Kinase Enzyme Activity, Blood | PKCL | PK Enzyme Activity, B | 32552-2 | Pyruvate kinase:CCnt:Pt:RBC:Qn: | Only available as part of a profile. For more information see: HAEV1 / Hemolytic Anemia Evaluation, Blood EEEV1 / Red Blood Cell (RBC) Enzyme Evaluation, Blood Kinetic Spectrophotometry (KS)
2020-10-12 | ALGAL | Galactose-Alpha-1,3-Galactose (Alpha-Gal), IgE, Serum | ALGAL | Galactose-alpha-1,3-galactose, IgE | 73837-7 | Galactose-alpha-1,3-galactose Ab.IgE:ACnc:Pt:Ser:Qn: | Fluorescence Enzyme Immunoassay (FEIA)
2020-10-06 | DSAC | Disaccharidase Activity Panel, Tissue | 608239 | Maltase | 30315-6 | Acid alpha glucosidase:CCnt:Pt:Tsmi:Qn: | Spectrophotometry
2020-09-30 | RCVBS | Recoverin-IgG Antibody, Immunoblot, Serum | 610009 | Recoverin Immunoblot, S | 83003-4 | Recoverin Ab.IgG:PrThr:Pt:Ser/Plas:Ord:Line blot | Immunoblot (IB)
2020-09-30 | FPF12 | Prothrombin Fragment 1+2 MoAb | FPF12 | Prothrombin Fragment 1+2 MoAb | 27824-2 | Prothrombin fragment 1+2 Ag:SCnc:Pt:Ser/Plas:Qn:IA | Enzyme-Linked Immunosorbent Assay
2020-09-28 | BIOTN | Biotin, Serum | 606867 | Biotin, S | 1980-2 | Biotin:MCnc:Pt:Ser/Plas:Qn: | Liquid Chromatography-Tandem Mass Spectrometry (LC-MS/MS)
2020-09-24 | SHBG1 | Sex Hormone-Binding Globulin, Serum | SHBG1 | Sex Hormone-Binding Globulin, S | 13967-5 | Sex hormone binding globulin:SCnc:Pt:Ser/Plas:Qn: | Immunoenzymatic Assay
2020-09-21 | FRIFA | Rifampin Level (PKRIF) | Z5865 | Specimen Type: | Not Provided |  | HPLC
2020-09-18 | FFRFT | Anti-Synthetase Profile | Z5782 | Anti-Jo-1 Ab | 35333-4 | Jo-1 extractable nuclear Ab:ACnc:Pt:Ser:Qn:IA | RIPA Gel Radiography; ELISA
2020-09-18 | FAGES | Androstanediol Glucuronide (Endocrine Sciences) | Z5864 | 3A Androstanediol-G | 1680-8 | 3-Alpha-Androstanediol glucuronide:MCnc:Pt:Ser:Qn: | High Pressure Liquid Chromatography and Tandem Mass Spectrometry (HPLC/MS-MS)
2020-09-18 | DSAC | Disaccharidase Activity Panel, Tissue | 608237 | Lactase | 81315-4 | Lactase:CCnt:Pt:Tsmi:Qn: | Spectrophotometry
2020-09-18 | DSAC | Disaccharidase Activity Panel, Tissue | 608238 | Sucrase | 30372-7 | Sucrase:CCnt:Pt:Tsmi:Qn: | Spectrophotometry
2020-09-18 | DSAC | Disaccharidase Activity Panel, Tissue | 608240 | Palatinase | 81314-7 | Palatinase:CCnt:Pt:Tsmi:Qn: | Spectrophotometry
2020-09-18 | DSAC | Disaccharidase Activity Panel, Tissue | 608241 | Glucoamylase | 81322-0 | Glucan 1,4 alpha glucosidase:CCnt:Pt:Tsmi:Qn: | Spectrophotometry
2020-09-18 | DSAC | Disaccharidase Activity Panel, Tissue | 608242 | Interpretation | 57779-1 | Disaccharidases:Imp:Pt:Tsmi:Nar: | Spectrophotometry
2020-09-17 | DSAC | Disaccharidase Activity Panel, Tissue | 608243 | Reviewed By | 18771-6 | Provider.signing name:Pn:Pt:Report:Nom: | Spectrophotometry
2020-09-10 | ACC | Adrenal Mass Panel, 24 Hour, Urine | 607293 | 5-Pregnenediol | 95567-4 | 5-Pregnenediol:MRat:24H:Urine:Qn: | Liquid Chromatography Tandem Mass Spectrometry, High-Resolution Accurate Mass (LC-MS/MS HRAM)
2020-09-10 | ACC | Adrenal Mass Panel, 24 Hour, Urine | 607294 | 5-Pregnenediol Z-score | 95568-2 | 5-Pregnenediol:Zscore:24H:Urine:Qn: | Liquid Chromatography Tandem Mass Spectrometry, High-Resolution Accurate Mass (LC-MS/MS HRAM)
2020-09-10 | ACC | Adrenal Mass Panel, 24 Hour, Urine | 607295 | Tetrahydro-11-Corticosterone | 95569-0 | Tetrahydro-11-corticosterone:MRat:24H:Urine:Qn: | Liquid Chromatography Tandem Mass Spectrometry, High-Resolution Accurate Mass (LC-MS/MS HRAM)
2020-09-10 | ACC | Adrenal Mass Panel, 24 Hour, Urine | 607296 | TH-11-Corticosterone Z-score | 95570-8 | Tetrahydro-11-corticosterone:Zscore:24H:Urine:Qn: | Liquid Chromatography Tandem Mass Spectrometry, High-Resolution Accurate Mass (LC-MS/MS HRAM)
2020-09-10 | ACC | Adrenal Mass Panel, 24 Hour, Urine | 607297 | Tetrahydro-11-Deoxycorticosterone | 95571-6 | 11-Deoxytetrahydrocorticosterone:MRat:24H:Urine:Qn: | Liquid Chromatography Tandem Mass Spectrometry, High-Resolution Accurate Mass (LC-MS/MS HRAM)
2020-09-10 | ACC | Adrenal Mass Panel, 24 Hour, Urine | 607298 | TH-11-Deoxycorticosterone Z-score | 95572-4 | 11-Deoxytetrahydrocorticosterone:Zscore:24H:Urine:Qn: | Liquid Chromatography Tandem Mass Spectrometry, High-Resolution Accurate Mass (LC-MS/MS HRAM)
2020-09-10 | ACC | Adrenal Mass Panel, 24 Hour, Urine | 607300 | Pregnanediol Z-score | 95573-2 | Pregnanediol:Zscore:24H:Urine:Qn: | Liquid Chromatography Tandem Mass Spectrometry, High-Resolution Accurate Mass (LC-MS/MS HRAM)
2020-09-10 | ACC | Adrenal Mass Panel, 24 Hour, Urine | 607301 | 17a-OH-Pregnanolone | 95574-0 | 17 alpha-Hydroxypregnanolone:MRat:24H:Urine:Qn: | Liquid Chromatography Tandem Mass Spectrometry, High-Resolution Accurate Mass (LC-MS/MS HRAM)
2020-09-10 | ACC | Adrenal Mass Panel, 24 Hour, Urine | 607302 | 17a-OH-Pregnanolone Z-score | 95575-7 | 17 alpha-Hydroxypregnanolone:Zscore:24H:Urine:Qn: | Liquid Chromatography Tandem Mass Spectrometry, High-Resolution Accurate Mass (LC-MS/MS HRAM)
2020-09-10 | ACC | Adrenal Mass Panel, 24 Hour, Urine | 607290 | 16a-OH-DHEA Z-score | 95564-1 | 16-Alpha hydroxydehydroepiandrosterone:Zscore:24H:Urine:Qn: | Liquid Chromatography Tandem Mass Spectrometry, High-Resolution Accurate Mass (LC-MS/MS HRAM)
2020-09-10 | ACC | Adrenal Mass Panel, 24 Hour, Urine | 607291 | 5-Pregnenetriol | 95565-8 | 5-Pregnenetriol:MRat:24H:Urine:Qn: | Liquid Chromatography Tandem Mass Spectrometry, High-Resolution Accurate Mass (LC-MS/MS HRAM)
2020-09-10 | ACC | Adrenal Mass Panel, 24 Hour, Urine | 607292 | 5-Pregnenetriol Z-score | 95566-6 | 5-Pregnenetriol:Zscore:24H:Urine:Qn: | Liquid Chromatography Tandem Mass Spectrometry, High-Resolution Accurate Mass (LC-MS/MS HRAM)
2020-09-10 | ACC | Adrenal Mass Panel, 24 Hour, Urine | 607304 | Pregnanetriol Z-score | 95576-5 | Pregnanetriol:Zscore:24H:Urine:Qn: | Liquid Chromatography Tandem Mass Spectrometry, High-Resolution Accurate Mass (LC-MS/MS HRAM)
2020-09-10 | ACC | Adrenal Mass Panel, 24 Hour, Urine | 607306 | Pregnanetriolone Z-score | 95577-3 | Pregnanetriolone:Zscore:24H:Urine:Qn: | Liquid Chromatography Tandem Mass Spectrometry, High-Resolution Accurate Mass (LC-MS/MS HRAM)
2020-09-10 | ACC | Adrenal Mass Panel, 24 Hour, Urine | 607308 | Tetrahydrodeoxycortisol Z-score | 95578-1 | Tetrahydrodeoxycortisol:Zscore:24H:Urine:Qn: | Liquid Chromatography Tandem Mass Spectrometry, High-Resolution Accurate Mass (LC-MS/MS HRAM)
2020-09-10 | ACC | Adrenal Mass Panel, 24 Hour, Urine | 607312 | 6B-OH-Cortisol Z-score | 95580-7 | 6-Beta-Hydroxycortisol:Zscore:24H:Urine:Qn: | Liquid Chromatography Tandem Mass Spectrometry, High-Resolution Accurate Mass (LC-MS/MS HRAM)
2020-09-10 | ACC | Adrenal Mass Panel, 24 Hour, Urine | 607314 | Tetrahydrocortisol Z-score | 95581-5 | Tetrahydrocortisol:Zscore:24H:Urine:Qn: | Liquid Chromatography Tandem Mass Spectrometry, High-Resolution Accurate Mass (LC-MS/MS HRAM)
2020-09-10 | ACC | Adrenal Mass Panel, 24 Hour, Urine | 607316 | 5a-Tetrahydrocortisol Z-score | 95582-3 | 5-Alpha tetrahydrocortisol:Zscore:24H:Urine:Qn: | Liquid Chromatography Tandem Mass Spectrometry, High-Resolution Accurate Mass (LC-MS/MS HRAM)
2020-09-10 | ACC | Adrenal Mass Panel, 24 Hour, Urine | 607286 | Etiocholanolone Z-score | 95561-7 | Etiocholanolone:Zscore:24H:Urine:Qn: | Liquid Chromatography Tandem Mass Spectrometry, High-Resolution Accurate Mass (LC-MS/MS HRAM)
2020-09-10 | ACC | Adrenal Mass Panel, 24 Hour, Urine | 607310 | Cortisol Z-score | 95579-9 | Cortisol:Zscore:24H:Urine:Qn: | Liquid Chromatography Tandem Mass Spectrometry, High-Resolution Accurate Mass (LC-MS/MS HRAM)
2020-09-10 | ACC | Adrenal Mass Panel, 24 Hour, Urine | 607284 | Androsterone Z-score | 95560-9 | Androsterone:Zscore:24H:Urine:Qn: | Liquid Chromatography Tandem Mass Spectrometry, High-Resolution Accurate Mass (LC-MS/MS HRAM)
2020-09-10 | ACC | Adrenal Mass Panel, 24 Hour, Urine | AC6HM | Hormonal Excess | 95559-1 | Evidence of adrenal cortical hormone excess:PrThr:24H:Urine:Ord: | Liquid Chromatography Tandem Mass Spectrometry, High-Resolution Accurate Mass (LC-MS/MS HRAM)
2020-09-10 | ACC | Adrenal Mass Panel, 24 Hour, Urine | 607322 | 11B-OH-Etiocholanolone Z-score | 95585-6 | 11-Hydroxyetiocholanolone:Zscore:24H:Urine:Qn: | Liquid Chromatography Tandem Mass Spectrometry, High-Resolution Accurate Mass (LC-MS/MS HRAM)
2020-09-10 | ACC | Adrenal Mass Panel, 24 Hour, Urine | 607318 | B-Cortol Z-score | 95583-1 | Beta cortol:Zscore:24H:Urine:Qn: | Liquid Chromatography Tandem Mass Spectrometry, High-Resolution Accurate Mass (LC-MS/MS HRAM)
2020-09-10 | ACC | Adrenal Mass Panel, 24 Hour, Urine | 607320 | 11B-OH-Androsterone Z-score | 95584-9 | 11-Hydroxyandrosterone:Zscore:24H:Urine:Qn: | Liquid Chromatography Tandem Mass Spectrometry, High-Resolution Accurate Mass (LC-MS/MS HRAM)
2020-09-10 | ACC | Adrenal Mass Panel, 24 Hour, Urine | AC3MD | Mode of Discovery | 95557-5 | Detection basis:Type:Pt:Tumor:Nom: | Liquid Chromatography Tandem Mass Spectrometry, High-Resolution Accurate Mass (LC-MS/MS HRAM)
2020-09-10 | ACC | Adrenal Mass Panel, 24 Hour, Urine | AC5HX | Unenhanced CT (Hounsfield Units) | 95558-3 | CT attenuation of mass:Rden:Pt:Abdomen>Adrenal gland:Qn:CT | Liquid Chromatography Tandem Mass Spectrometry, High-Resolution Accurate Mass (LC-MS/MS HRAM)
2020-09-10 | ACC | Adrenal Mass Panel, 24 Hour, Urine | 607324 | Cortisone Z-score | 95586-4 | Cortisone:Zscore:24H:Urine:Qn: | Liquid Chromatography Tandem Mass Spectrometry, High-Resolution Accurate Mass (LC-MS/MS HRAM)
2020-09-10 | ACC | Adrenal Mass Panel, 24 Hour, Urine | 607326 | Tetrahydrocortisone Z-score | 95587-2 | Tetrahydrocortisone:Zscore:24H:Urine:Qn: | Liquid Chromatography Tandem Mass Spectrometry, High-Resolution Accurate Mass (LC-MS/MS HRAM)
2020-09-10 | ACC | Adrenal Mass Panel, 24 Hour, Urine | 607328 | a-Cortolone Z-score | 95588-0 | Alpha cortolone:Zscore:24H:Urine:Qn: | Liquid Chromatography Tandem Mass Spectrometry, High-Resolution Accurate Mass (LC-MS/MS HRAM)
2020-09-10 | ACC | Adrenal Mass Panel, 24 Hour, Urine | 607329 | B-Cortolone | 95589-8 | Beta cortolone:MRat:24H:Urine:Qn: | Liquid Chromatography Tandem Mass Spectrometry, High-Resolution Accurate Mass (LC-MS/MS HRAM)
2020-09-10 | ACC | Adrenal Mass Panel, 24 Hour, Urine | 607330 | B-Cortolone Z-score | 95590-6 | Beta cortolone:Zscore:24H:Urine:Qn: | Liquid Chromatography Tandem Mass Spectrometry, High-Resolution Accurate Mass (LC-MS/MS HRAM)
2020-09-10 | ACC | Adrenal Mass Panel, 24 Hour, Urine | 607331 | 11-Oxoetiocholanolone | 6703-3 | 11-Ketoetiocholanolone:MRat:24H:Urine:Qn: | Liquid Chromatography Tandem Mass Spectrometry, High-Resolution Accurate Mass (LC-MS/MS HRAM)
2020-09-10 | ACC | Adrenal Mass Panel, 24 Hour, Urine | 607332 | 11-Oxoetiocholanolone Z-score | 95591-4 | 11-Ketoetiocholanolone:Zscore:24H:Urine:Qn: | Liquid Chromatography Tandem Mass Spectrometry, High-Resolution Accurate Mass (LC-MS/MS HRAM)
2020-09-10 | CRSY | Chromium, Synovial Fluid | 606353 | Chromium, Synovial Fl | 95526-0 | Chromium:MCnc:Pt:Synv fld:Qn: | Inductively Coupled Plasma Mass Spectrometry (ICP-MS)
2020-09-10 | ACC | Adrenal Mass Panel, 24 Hour, Urine | 607276 | ACC - Clinical Risk | 95787-8 | Adrenal cortical carcinoma probability:Likelihood:Pt:^Patient:Qn:Based on clinical data | Liquid Chromatography Tandem Mass Spectrometry, High-Resolution Accurate Mass (LC-MS/MS HRAM)
2020-09-10 | ACC | Adrenal Mass Panel, 24 Hour, Urine | 607277 | Other Malignancy - Clinical Risk | 95788-6 | Adrenal malignancy other than adrenal cortical carcinoma probability:Likelihood:Pt:^Patient:Qn:Based on clinical data | Liquid Chromatography Tandem Mass Spectrometry, High-Resolution Accurate Mass (LC-MS/MS HRAM)
2020-09-10 | ACC | Adrenal Mass Panel, 24 Hour, Urine | 607278 | Benign Mass - Clinical Risk | 95789-4 | Benign mass probability:Likelihood:Pt:^Patient:Qn:Based on clinical data | Liquid Chromatography Tandem Mass Spectrometry, High-Resolution Accurate Mass (LC-MS/MS HRAM)
2020-09-10 | ACC | Adrenal Mass Panel, 24 Hour, Urine | 607279 | ACC - Integrated Risk | 95790-2 | Adrenal cortical carcinoma probability:Likelihood:Pt:^Patient:Qn:Based on clinical+lab data | Liquid Chromatography Tandem Mass Spectrometry, High-Resolution Accurate Mass (LC-MS/MS HRAM)
2020-09-10 | ACC | Adrenal Mass Panel, 24 Hour, Urine | 607280 | Other Malignancy - Integrated Risk | 95791-0 | Adrenal malignancy other than adrenal cortical carcinoma probability:Likelihood:Pt:^Patient:Qn:Based on clinical+lab data | Liquid Chromatography Tandem Mass Spectrometry, High-Resolution Accurate Mass (LC-MS/MS HRAM)
2020-09-10 | ACC | Adrenal Mass Panel, 24 Hour, Urine | 607281 | Benign Mass - Integrated Risk | 95792-8 | Benign mass probability:Likelihood:Pt:^Patient:Qn:Based on clinical+lab data | Liquid Chromatography Tandem Mass Spectrometry, High-Resolution Accurate Mass (LC-MS/MS HRAM)
2020-09-10 | ACC | Adrenal Mass Panel, 24 Hour, Urine | 607288 | Dehydroepiandrosterone Z-score | 95562-5 | Dehydroepiandrosterone:Zscore:24H:Urine:Qn: | Liquid Chromatography Tandem Mass Spectrometry, High-Resolution Accurate Mass (LC-MS/MS HRAM)
2020-09-10 | ACC | Adrenal Mass Panel, 24 Hour, Urine | 607289 | 16a-OH-Dehydroepiandrosterone | 95563-3 | 16-Alpha hydroxydehydroepiandrosterone:MRat:24H:Urine:Qn: | Liquid Chromatography Tandem Mass Spectrometry, High-Resolution Accurate Mass (LC-MS/MS HRAM)
2020-09-09 | CSU | Chyluria Screen, Random, Urine | CMTCS | Interpretive Comment | 95807-4 | Chylomicrons:PrThr:Pt:Urine:Ord: | Enzymatic Colorimetric/Electrophoresis/Spectrophotometry (SP)
2020-09-09 | RSARS | Severe Acute Respiratory Syndrome Coronavirus 2 (SARS CoV-2), Molecular Detection, Varies | SETHN | Patient's Ethnicity | 69490-1 | Ethnicity:Type:Pt:^Patient:Nom:OMB.1997 | Real-Time Reverse Transcription Polymerase Chain Reaction (RT-PCR)
2020-09-09 | RSARS | Severe Acute Respiratory Syndrome Coronavirus 2 (SARS CoV-2), Molecular Detection, Varies | SRACE | Patient's Race | 72826-1 | Race:Type:Pt:^Patient:Nom:OMB.1997 | Real-Time Reverse Transcription Polymerase Chain Reaction (RT-PCR)
2020-09-09 | COVSQ | Severe Acute Respiratory Syndrome Coronavirus 2 (SARS-CoV-2), Spike Antibody, Semi-Quantitative, Serum | SETHN | Patient's Ethnicity | 69490-1 | Ethnicity:Type:Pt:^Patient:Nom:OMB.1997 | Electrochemiluminescence Immunoassay (ECLIA)
2020-09-09 | COVSQ | Severe Acute Respiratory Syndrome Coronavirus 2 (SARS-CoV-2), Spike Antibody, Semi-Quantitative, Serum | SRACE | Patient's Race | 72826-1 | Race:Type:Pt:^Patient:Nom:OMB.1997 | Electrochemiluminescence Immunoassay (ECLIA)
2020-09-09 | COVTA | Severe Acute Respiratory Syndrome Coronavirus 2 (SARS-CoV-2), Nucleocapsid, Total Antibody, Serum | SETHN | Patient's Ethnicity | 69490-1 | Ethnicity:Type:Pt:^Patient:Nom:OMB.1997 | Chemiluminescence Immunoassay (CIA)
2020-09-09 | COVTA | Severe Acute Respiratory Syndrome Coronavirus 2 (SARS-CoV-2), Nucleocapsid, Total Antibody, Serum | SRACE | Patient's Race | 72826-1 | Race:Type:Pt:^Patient:Nom:OMB.1997 | Chemiluminescence Immunoassay (CIA)
2020-08-27 | CAURS | Candida auris Surveillance, Molecular Detection, PCR, Varies | SCAR | C auris PCR, Result | 95765-4 | Candida auris DNA:PrThr:Pt:XXX:Ord:Non-probe.amp.tar | Real-Time Polymerase Chain Reaction (PCR)
2020-08-26 | FFRFT | Anti-Synthetase Profile | Z5783 | Anti-PL-7 Ab | 33772-5 | Pl-7 Ab:PrThr:Pt:Ser:Ord: | RIPA Gel Radiography; ELISA
2020-08-26 | FFRFT | Anti-Synthetase Profile | Z5823 | Anti-EJ Ab | 45149-2 | Ej Ab:PrThr:Pt:Ser:Ord: | RIPA Gel Radiography; ELISA
2020-08-26 | FFRFT | Anti-Synthetase Profile | Z5824 | Anti-OJ Ab | 45152-6 | OJ Ab:PrThr:Pt:Ser:Ord: | RIPA Gel Radiography; ELISA
2020-08-26 | FFRFT | Anti-Synthetase Profile | Z5837 | Anti-PL-12 Ab | 33771-7 | Pl-12 Ab:PrThr:Pt:Ser:Ord: | RIPA Gel Radiography; ELISA
2020-08-25 | FRIFA | Rifampin Level (PKRIF) | Z5840 | Comment: | Not Provided |  | HPLC
2020-08-25 | FRIFA | Rifampin Level (PKRIF) | Z5778 | Rifampin Level | 4021-2 | rifAMPin:MCnc:Pt:Ser/Plas:Qn: | HPLC
2020-08-21 | TRAM | Tramadol and Metabolite, Random, Urine | 35915 | O-desmethyltramadol | 92639-4 | O-nortramadol:MCnc:Pt:Urine:Qn:Confirm | Liquid Chromatography-Tandem Mass Spectrometry (LC-MS/MS)
2020-08-18 | FATHO | Anti-Th/To Ab | FATHO | Anti-Th/To Ab | 81743-7 | Th-To Ab:PrThr:Pt:Ser:Ord:Line blot | RIPA Gel Radiography
2020-08-17 | AMH1 | Antimullerian Hormone, Serum | AMH1 | Antimullerian Hormone, S | 83104-0 | Mullerian inhibiting substance:MCnc:Pt:Ser/Plas:Qn:IA | Electrochemiluminescent Immunoassay (ECLIA)
2020-08-12 | SMAS | Smooth Muscle Antibody Screen, Serum | 609515 | Smooth Muscle Ab Screen, S | 26971-2 | Smooth muscle Ab:PrThr:Pt:Ser:Ord:IF | Indirect Immunofluorescence
2020-08-11 | COVID | Severe Acute Respiratory Syndrome Coronavirus 2 (SARS-CoV-2) RNA Detection, PCR, Varies | CETHN | Patient Ethnicity | 69490-1 | Ethnicity:Type:Pt:^Patient:Nom:OMB.1997 | Real-Time Reverse Transcription Polymerase Chain Reaction (RT-PCR)
2020-08-11 | COVID | Severe Acute Respiratory Syndrome Coronavirus 2 (SARS-CoV-2) RNA Detection, PCR, Varies | CRACE | Patient Race | 72826-1 | Race:Type:Pt:^Patient:Nom:OMB.1997 | Real-Time Reverse Transcription Polymerase Chain Reaction (RT-PCR)
2020-08-06 | KITVS | KIT Asp816Val Mutation Analysis, Varies | 607982 | Interpretation | 69047-9 | Geneticist review:Imp:Pt:XXX:Nar: | Allele-Specific Oligonucleotide Polymerase Chain Reaction (PCR)
2020-08-05 | FLISD | Lisdexamfetamine as Metabolite, Urine | Z5825 | Amphetamine | 19346-6 | Amphetamine:MCnc:Pt:Urine:Qn: | High Performance Liquid Chromatography/Tandem Mass Spectrometry (LC-MS/MS)
2020-08-05 | ASOU | Arsenic Occupational Exposure, Random, Urine | 608891 | Total Arsenic Concentration | 5586-3 | Arsenic:MCnc:Pt:Urine:Qn: | Only orderable as part of profile. For more information see: -ASUOE / Arsenic Occupational Exposure with Reflex, Random, Urine -HMUOE / Heavy Metal Occupational Exposure, with Reflex, Random, Urine Triple-Quadrupole Inductively Coupled Plasma Mass Spectrometry (ICP-MS/MS)
2020-08-05 | ASOU | Arsenic Occupational Exposure, Random, Urine | 608890 | Arsenic Occupational Exposure | 13463-5 | Arsenic/Creatinine:MRto:Pt:Urine:Qn: | Only orderable as part of profile. For more information see: -ASUOE / Arsenic Occupational Exposure with Reflex, Random, Urine -HMUOE / Heavy Metal Occupational Exposure, with Reflex, Random, Urine Triple-Quadrupole Inductively Coupled Plasma Mass Spectrometry (ICP-MS/MS)
2020-08-04 | FCANG | Candida albicans IgG | FCANG | Candida albicans IgG | Not Provided |  | Enzyme immunoassay (FEIA)
2020-08-04 | KITVS | KIT Asp816Val Mutation Analysis, Varies | 607983 | Signing Pathologist | 19139-5 | Pathologist name:Pn:Pt:Provider:Nom: | Allele-Specific Oligonucleotide Polymerase Chain Reaction (PCR)
2020-08-04 | KITVS | KIT Asp816Val Mutation Analysis, Varies | MP055 | Specimen Type | 31208-2 | Specimen source:Prid:Pt:XXX:Nom: | Allele-Specific Oligonucleotide Polymerase Chain Reaction (PCR)
2020-08-03 | PNTO | Streptococcus pneumoniae IgG Antibodies, Total, Serum | PNTO | S. pneumoniae IgG Ab, Total, S | 43236-9 | Streptococcus pneumoniae Ab.IgG:MCnc:Pt:Ser:Qn:IA | Enzyme-Linked Immunosorbent Assay (ELISA)
2020-08-03 | PNTOR | Streptococcus pneumoniae IgG Antibodies, Total, with Reflex, Serum | PNTOR | S. pneumoniae IgG Ab, with reflex,S | 43236-9 | Streptococcus pneumoniae Ab.IgG:MCnc:Pt:Ser:Qn:IA | Enzyme-Linked Immunosorbent Assay (ELISA)
2020-08-03 | FRIFA | Rifampin Level (PKRIF) | Z5803 | Dose | Not Provided |  | HPLC
2020-08-03 | FRIFA | Rifampin Level (PKRIF) | Z5804 | Date and Time of Last Dose | Not Provided |  | HPLC
2020-07-31 | HYPOG | Hypoglycemic Agent Screen, Serum | 21300 | Glyburide | 48327-1 | glyBURIDE:PrThr:Pt:Ser/Plas:Ord: | Liquid Chromatography Tandem Mass Spectrometry (LC-MS/MS)
2020-07-31 | HYPOG | Hypoglycemic Agent Screen, Serum | 21301 | Repaglinide | 48328-9 | Repaglinide:PrThr:Pt:Ser/Plas:Ord: | Liquid Chromatography Tandem Mass Spectrometry (LC-MS/MS)
2020-07-31 | HYPOG | Hypoglycemic Agent Screen, Serum | 21295 | Chlorpropamide | 48329-7 | chlorproPAMIDE:PrThr:Pt:Ser/Plas:Ord: | Liquid Chromatography Tandem Mass Spectrometry (LC-MS/MS)
2020-07-31 | HYPOG | Hypoglycemic Agent Screen, Serum | 21296 | Tolazamide | 21566-5 | TOLAZamide:PrThr:Pt:Ser/Plas:Ord: | Liquid Chromatography Tandem Mass Spectrometry (LC-MS/MS)
2020-07-31 | HYPOG | Hypoglycemic Agent Screen, Serum | 21297 | Tolbutamide | 21567-3 | TOLBUTamide:PrThr:Pt:Ser/Plas:Ord: | Liquid Chromatography Tandem Mass Spectrometry (LC-MS/MS)
2020-07-31 | HYPOG | Hypoglycemic Agent Screen, Serum | 21298 | Glimepiride | 48325-5 | Glimepiride:PrThr:Pt:Ser/Plas:Ord: | Liquid Chromatography Tandem Mass Spectrometry (LC-MS/MS)
2020-07-31 | HYPOG | Hypoglycemic Agent Screen, Serum | 21299 | Glipizide | 48326-3 | glipiZIDE:PrThr:Pt:Ser/Plas:Ord: | Liquid Chromatography Tandem Mass Spectrometry (LC-MS/MS)
2020-07-28 | FSCPR | Scleroderma Comprehensive Profile | Z5784 | Anti-Nuclear Ab by IFA | Not Provided |  | RIPA Gel Radiography Immunofluorescence Antibody Enzyme-linked immunosorbent assay (ELISA)
2020-07-28 | FSCPR | Scleroderma Comprehensive Profile | Z5785 | Anti-Centromere Ab | Not Provided |  | RIPA Gel Radiography Immunofluorescence Antibody Enzyme-linked immunosorbent assay (ELISA)
2020-07-28 | FSCPR | Scleroderma Comprehensive Profile | Z5786 | Anti-RNA Polymerase III | Not Provided |  | RIPA Gel Radiography Immunofluorescence Antibody Enzyme-linked immunosorbent assay (ELISA)
2020-07-28 | FSCPR | Scleroderma Comprehensive Profile | Z5787 | Anti-Scl-70 Ab | Not Provided |  | RIPA Gel Radiography Immunofluorescence Antibody Enzyme-linked immunosorbent assay (ELISA)
2020-07-28 | FSCPR | Scleroderma Comprehensive Profile | Z5788 | Anti-U1 RNP Ab | Not Provided |  | RIPA Gel Radiography Immunofluorescence Antibody Enzyme-linked immunosorbent assay (ELISA)
2020-07-28 | FSCPR | Scleroderma Comprehensive Profile | Z5789 | Anti-U3 RNP (Fibrillarin) | Not Provided |  | RIPA Gel Radiography Immunofluorescence Antibody Enzyme-linked immunosorbent assay (ELISA)
2020-07-28 | FSCPR | Scleroderma Comprehensive Profile | Z5790 | Anti-Th/To Ab | Not Provided |  | RIPA Gel Radiography Immunofluorescence Antibody Enzyme-linked immunosorbent assay (ELISA)
2020-07-28 | FSCPR | Scleroderma Comprehensive Profile | Z5791 | Anti-PM/Scl-100 Ab | Not Provided |  | RIPA Gel Radiography Immunofluorescence Antibody Enzyme-linked immunosorbent assay (ELISA)
2020-07-28 | FAU3R | Anti-U3 RNP Antibodies (Fibrillarin) | FAU3R | Anti-U3 RNP (Fibrillarin) | 49963-2 | Fibrillarin Ab:PrThr:Pt:Ser:Ord: | RIPA Gel Radiography
2020-07-28 | CDOU | Cadmium Occupational Exposure, Random, Urine | 608892 | Cadmium Occupational Exposure | 13471-8 | Cadmium/Creatinine:MRto:Pt:Urine:Qn: | Only orderable as part of profile. For more information see: -CDUOE / Cadmium Occupational Exposure, Random, Urine -HMUOE / Heavy Metal Occupational Exposure, with Reflex, Random, Urine Triple-Quadrupole Inductively Coupled Plasma Mass Spectrometry (ICP-MS/MS)
2020-07-28 | HGOU | Mercury Occupational Exposure, Random, Urine | 608893 | Mercury Occupational Exposure | 13465-0 | Mercury/Creatinine:MRto:Pt:Urine:Qn: | Only orderable as part of a profile. For more information see: -HGUOE/ Mercury Occupational Exposure, Random, Urine -HMUOE / Heavy Metal Occupational Exposure, with Reflex, Random, Urine Triple-Quadrupole Inductively Coupled Plasma Mass Spectrometry (ICP-MS/MS)
2020-07-28 | PBOU | Lead Occupational Exposure, Random, Urine | 608894 | Lead Occupational Exposure | 13466-8 | Lead/Creatinine:MRto:Pt:Urine:Qn: | Only orderable as part of profile. For more information see: -PBUOE / Lead Occupational Exposure, Random, Urine -HMUOE / Heavy Metal Occupational Exposure, with Reflex, Random, Urine Triple-Quadrupole Inductively Coupled Plasma Mass Spectrometry (ICP-MS/MS)
2020-07-28 | FANIC | Anti-Nuclear Antibodies by Indirect Fluorescent Antibody (IFA), Cerebrospinal Fluid | FANIC | ANA by IFA, CSF | 63294-3 | Nuclear Ab:PrThr:Pt:CSF:Ord:IF | Indirect Fluorescent Antibody (IFA)
2020-07-28 | SPAS | Arsenic Speciation, Random, Urine | 607693 | Methylated Arsenic (Toxic) | 53779-5 | Arsenic.methylated:MCnc:Pt:Urine:Qn: | Triple-Quadrupole Inductively Coupled Plasma Mass Spectrometry (ICP-MS/MS)/Ion Chromatography Inductively Coupled Plasma-Mass Spectrometry (ICP-MS)
2020-07-28 | SPAS | Arsenic Speciation, Random, Urine | 607692 | Inorganic Arsenic (Toxic) | 12481-8 | Arsenic.inorganic:MCnc:Pt:Urine:Qn: | Triple-Quadrupole Inductively Coupled Plasma Mass Spectrometry (ICP-MS/MS)/Ion Chromatography Inductively Coupled Plasma-Mass Spectrometry (ICP-MS)
2020-07-27 | IL6DX | Interleukin-6, Serum | IL6DX | Interleukin-6, S | 26881-3 | Interleukin 6:MCnc:Pt:Ser/Plas:Qn: | Immunoenzymatic
2020-07-27 | PBCU | Lead/Creatinine Ratio, Urine | 608904 | Lead/Creatinine Ratio, U | 13466-8 | Lead/Creatinine:MRto:Pt:Urine:Qn: | Only orderable as part of profile. For more information see: -PBUCR / Lead/Creatinine Ratio, Random, Urine -HMUCR / Heavy Metal/Creatinine Ratio, with Reflex, Random, Urine Triple-Quadrupole Inductively Coupled Plasma Mass Spectrometry (ICP-MS/MS)
2020-07-27 | CDCU | Cadmium/Creatinine Ratio, Urine | 608902 | Cadmium/Creatinine Ratio, U | 13471-8 | Cadmium/Creatinine:MRto:Pt:Urine:Qn: | Only orderable as part of profile. For more information, see: -CDUCR / Cadmium/Creatinine Ratio, Random, Urine -HMUCR / Heavy Metal/Creatinine Ratio, with Reflex, Random, Urine Triple-Quadrupole Inductively Coupled Plasma Mass Spectrometry (ICP-MS/MS)
2020-07-27 | ASCU | Arsenic/Creatinine Ratio, Urine | 608901 | Total Arsenic Concentration | 5586-3 | Arsenic:MCnc:Pt:Urine:Qn: | Only orderable as part of profile. For more information see: -ASUCR / Arsenic/Creatinine Ratio, with Reflex, Random, Urine -HMUCR / Heavy Metal/Creatinine Ratio, with Reflex, Random, Urine Triple-Quadrupole Inductively Coupled Plasma Mass Spectrometry (ICP-MS/MS)
2020-07-27 | SPAS | Arsenic Speciation, Random, Urine | 607694 | Organic Arsenic (Non-Toxic) | 53778-7 | Arsenic.organic:MCnc:Pt:Urine:Qn: | Triple-Quadrupole Inductively Coupled Plasma Mass Spectrometry (ICP-MS/MS)/Ion Chromatography Inductively Coupled Plasma-Mass Spectrometry (ICP-MS)
2020-07-27 | SPASU | Arsenic Speciation, 24 Hour, Urine | 609384 | Inorganic Arsenic (Toxic) | 41992-9 | Arsenic.inorganic:MCnc:24H:Urine:Qn: | Triple-Quadrupole Inductively Coupled Plasma Mass Spectrometry (ICP-MS/MS)/Ion Chromatography Inductively Coupled Plasma Mass Spectrometry (ICP-MS)
2020-07-27 | SPASU | Arsenic Speciation, 24 Hour, Urine | 609386 | Organic Arsenic (Non-Toxic) | 43181-7 | Arsenic.organic:MCnc:24H:Urine:Qn: | Triple-Quadrupole Inductively Coupled Plasma Mass Spectrometry (ICP-MS/MS)/Ion Chromatography Inductively Coupled Plasma Mass Spectrometry (ICP-MS)
2020-07-27 | SPASU | Arsenic Speciation, 24 Hour, Urine | 609387 | Total Arsenic Concentration | 21074-0 | Arsenic:MCnc:24H:Urine:Qn: | Triple-Quadrupole Inductively Coupled Plasma Mass Spectrometry (ICP-MS/MS)/Ion Chromatography Inductively Coupled Plasma Mass Spectrometry (ICP-MS)
2020-07-27 | LRBA | Lipopolysaccharide-Responsive Beige-Like Anchor Protein (LRBA) Deficiency, Blood | 608968 | LRBA Interpretation | 69052-9 | Flow cytometry specialist review:Imp:Pt:XXX:Nar: | Flow Cytometry
2020-07-27 | APTTP | Activated Partial Thromboplastin Time, Plasma | APTTP | Activated Partial Thrombopl Time, P | 14979-9 | Coagulation surface induced:Time:Pt:PPP:Qn:Coag | Coagulometric (Turbidimetric)
2020-07-27 | APTSC | Activated Partial Thromboplastin Time (APTT), Plasma | APTSC | Activated Partial Thrombopl Time, P | 14979-9 | Coagulation surface induced:Time:Pt:PPP:Qn:Coag | Only orderable as part of a special coagulation profile or as a reflex. For more information see: ALUPP / Lupus Anticoagulant Profile, Plasma ALBLD / Bleeding Diathesis Profile, Limited, Plasma AATHR / Thrombophilia Profile, Plasma and Whole Blood APROL / Prolonged Clot Time Profile, Plasma ADIC / Disseminated Intravascular Coagulation/Intravascular Coagulation and Fibrinolysis (DIC/ICF) Profile, Plasma Optical Clot-Based
2020-07-17 | HGCU | Mercury/Creatinine Ratio, Random, Urine | 608903 | Mercury/Creatinine Ratio, U | 13465-0 | Mercury/Creatinine:MRto:Pt:Urine:Qn: | Only orderable as part of profile. For more information see: -HGUCR / Mercury/Creatinine Ratio, Random, Urine -HMUCR / Heavy Metal/Creatinine Ratio, with Reflex, Random Urine. Triple-Quadrupole Inductively Coupled Plasma Mass Spectrometry (ICP-MS/MS)
2020-07-17 | ASCU | Arsenic/Creatinine Ratio, Urine | 608900 | Arsenic/Creatinine Ratio, U | 13463-5 | Arsenic/Creatinine:MRto:Pt:Urine:Qn: | Only orderable as part of profile. For more information see: -ASUCR / Arsenic/Creatinine Ratio, with Reflex, Random, Urine -HMUCR / Heavy Metal/Creatinine Ratio, with Reflex, Random, Urine Triple-Quadrupole Inductively Coupled Plasma Mass Spectrometry (ICP-MS/MS)
2020-07-17 | SPAS | Arsenic Speciation, Random, Urine | 607691 | Total Arsenic Concentration | 5586-3 | Arsenic:MCnc:Pt:Urine:Qn: | Triple-Quadrupole Inductively Coupled Plasma Mass Spectrometry (ICP-MS/MS)/Ion Chromatography Inductively Coupled Plasma-Mass Spectrometry (ICP-MS)
2020-07-16 | JAK2P | JAK2 (9p24.1) Rearrangement, Hematologic Disorders, FISH, Tissue | 606822 | Result Summary | 62357-9 | Chromosome analysis overall interpretation:Imp:Pt:Bld/Tiss:Ord:Molgen | Fluorescence In Situ Hybridization (FISH)
2020-07-16 | JAK2P | JAK2 (9p24.1) Rearrangement, Hematologic Disorders, FISH, Tissue | 606824 | Result | 62356-1 | Chromosome analysis result in ISCN expression:Find:Pt:Bld/Tiss:Nom:Molgen | Fluorescence In Situ Hybridization (FISH)
2020-07-16 | FAMDA | Anti-MDA-5 Ab (CADM-140) | FAMDA | Anti-MDA-5 Ab (CADM-140) | Not Provided |  | Enzyme-linked immunosorbent assay (ELISA)
2020-07-15 | BETV2 | BET v2 (Profilin), IgE, Serum | BETV2 | BET v2 (Profilin), IgE, S | 30985-6 | Betula verrucosa recombinant (rBet v) 2 Ab.IgE:ACnc:Pt:Ser:Qn: | Fluorescence Enzyme Immunoassay (FEIA)
2020-07-15 | MUXF3 | MUXF3 (Cross-reactive Carbohydrate Determinant), IgE, Serum | MUXF3 | MUXF3 (CCD), IgE, S | 58984-6 | Bromelin MUXF3 Ab.IgE:ACnc:Pt:Ser:Qn: | Fluorescence Enzyme Immunoassay (FEIA)
2020-07-13 | CMMPS | Cobalamin, Methionine, and Methylmalonic Acid Pathways, Serum | 606114 | 2-Methylcitric acid | 26904-3 | 2-Methylcitrate:SCnc:Pt:Ser/Plas:Qn: | Liquid Chromatography Tandem Mass Spectrometry (LC-MS/MS)
2020-07-13 | CMMPS | Cobalamin, Methionine, and Methylmalonic Acid Pathways, Serum | 606115 | Methionine | 20651-6 | Methionine:SCnc:Pt:Ser/Plas:Qn: | Liquid Chromatography Tandem Mass Spectrometry (LC-MS/MS)
2020-07-13 | CMMPS | Cobalamin, Methionine, and Methylmalonic Acid Pathways, Serum | 606116 | Total Cysteine | 20641-7 | Cysteine:SCnc:Pt:Ser/Plas:Qn: | Liquid Chromatography Tandem Mass Spectrometry (LC-MS/MS)
2020-07-13 | CMMPS | Cobalamin, Methionine, and Methylmalonic Acid Pathways, Serum | 606120 | Cystathionine | 26607-2 | Cystathionine:SCnc:Pt:Ser/Plas:Qn: | Liquid Chromatography Tandem Mass Spectrometry (LC-MS/MS)
2020-07-10 | GLIC | CD8 T-Cell Immune Competence, Global, Blood | 30643 | IFN-g | 95204-4 | Cells.CD8.PMA+ionomycin stimulated gamma interferon producing/100 cells.CD3+CD8+:NFr:Pt:Bld:Qn:Flow cytometry | Flow Cytometry
2020-07-10 | GLIC | CD8 T-Cell Immune Competence, Global, Blood | 30644 | CD107a/b | 95203-6 | Cells.CD8.PMA+ionomycin stimulated CD107a+b expressing/100 cells.CD3+CD8+:NFr:Pt:Bld:Qn:Flow cytometry | Flow Cytometry
2020-07-10 | CMVC8 | Cytomegalovirus (CMV) CD8 T-Cell Immune Competence, Quantitative Assessment by Flow Cytometry, Blood | 28160 | CMV CD8 T cells CD107 B8 | 95188-9 | Cells.CD8.HLA-B8 CMV specific.CMV antigen stimulated CD107a+b expressing:NCnc:Pt:Bld:Qn:Flow cytometry | Flow Cytometry
2020-07-10 | CMVC8 | Cytomegalovirus (CMV) CD8 T-Cell Immune Competence, Quantitative Assessment by Flow Cytometry, Blood | 28161 | CMV CD8 T cells CD107 B35 | 95187-1 | Cells.CD8.HLA-B35 CMV specific.CMV antigen stimulated CD107a+b expressing:NCnc:Pt:Bld:Qn:Flow cytometry | Flow Cytometry
2020-07-10 | CMVC8 | Cytomegalovirus (CMV) CD8 T-Cell Immune Competence, Quantitative Assessment by Flow Cytometry, Blood | 28162 | Total CMV CD8 T cells CD107a/b | 95186-3 | Cells.CD8.CMV specific.CMV antigen stimulated CD107a+b expressing:NCnc:Pt:Bld:Qn:Flow cytometry | Flow Cytometry
2020-07-10 | CMVC8 | Cytomegalovirus (CMV) CD8 T-Cell Immune Competence, Quantitative Assessment by Flow Cytometry, Blood | 30693 | IFN-gamma expression | 95204-4 | Cells.CD8.PMA+ionomycin stimulated gamma interferon producing/100 cells.CD3+CD8+:NFr:Pt:Bld:Qn:Flow cytometry | Flow Cytometry
2020-07-10 | CMVC8 | Cytomegalovirus (CMV) CD8 T-Cell Immune Competence, Quantitative Assessment by Flow Cytometry, Blood | 30694 | CD107a/b expression | 95203-6 | Cells.CD8.PMA+ionomycin stimulated CD107a+b expressing/100 cells.CD3+CD8+:NFr:Pt:Bld:Qn:Flow cytometry | Flow Cytometry
2020-07-10 | CMVC8 | Cytomegalovirus (CMV) CD8 T-Cell Immune Competence, Quantitative Assessment by Flow Cytometry, Blood | 28145 | CMV CD8 T cells A1 | 95185-5 | Cells.CD8.HLA-A1 CMV specific:NCnc:Pt:Bld:Qn:Flow cytometry | Flow Cytometry
2020-07-10 | CMVC8 | Cytomegalovirus (CMV) CD8 T-Cell Immune Competence, Quantitative Assessment by Flow Cytometry, Blood | 28146 | CMV CD8 T cells A2 | 95202-8 | Cells.CD8.HLA-A2 CMV specific:NCnc:Pt:Bld:Qn:Flow cytometry | Flow Cytometry
2020-07-10 | CMVC8 | Cytomegalovirus (CMV) CD8 T-Cell Immune Competence, Quantitative Assessment by Flow Cytometry, Blood | 28147 | CMV CD8 T cells B7 | 95201-0 | Cells.CD8.HLA-B7 CMV specific:NCnc:Pt:Bld:Qn:Flow cytometry | Flow Cytometry
2020-07-10 | CMVC8 | Cytomegalovirus (CMV) CD8 T-Cell Immune Competence, Quantitative Assessment by Flow Cytometry, Blood | 28148 | CMV CD8 T cells B8 | 95200-2 | Cells.CD8.HLA-B8 CMV specific:NCnc:Pt:Bld:Qn:Flow cytometry | Flow Cytometry
2020-07-10 | CMVC8 | Cytomegalovirus (CMV) CD8 T-Cell Immune Competence, Quantitative Assessment by Flow Cytometry, Blood | 28149 | CMV CD8 T cells B35 | 95199-6 | Cells.CD8.HLA-B35 CMV specific:NCnc:Pt:Bld:Qn:Flow cytometry | Flow Cytometry
2020-07-10 | CMVC8 | Cytomegalovirus (CMV) CD8 T-Cell Immune Competence, Quantitative Assessment by Flow Cytometry, Blood | 28150 | Total CMV CD8 T cells | 95198-8 | Cells.CD8.CMV specific:NCnc:Pt:Bld:Qn:Flow cytometry | Flow Cytometry
2020-07-10 | CMVC8 | Cytomegalovirus (CMV) CD8 T-Cell Immune Competence, Quantitative Assessment by Flow Cytometry, Blood | 28151 | CMV CD8 T cells IFN-g A1 | 95197-0 | Cells.CD8.HLA-A1 CMV specific.CMV antigen stimulated gamma interferon producing:NCnc:Pt:Bld:Qn:Flow cytometry | Flow Cytometry
2020-07-10 | CMVC8 | Cytomegalovirus (CMV) CD8 T-Cell Immune Competence, Quantitative Assessment by Flow Cytometry, Blood | 28152 | CMV CD8 T cells IFN-g A2 | 95196-2 | Cells.CD8.HLA-A2 CMV specific.CMV antigen stimulated gamma interferon producing:NCnc:Pt:Bld:Qn:Flow cytometry | Flow Cytometry
2020-07-10 | CMVC8 | Cytomegalovirus (CMV) CD8 T-Cell Immune Competence, Quantitative Assessment by Flow Cytometry, Blood | 28153 | CMV CD8 T cells IFN-g B7 | 95195-4 | Cells.CD8.HLA-B7 CMV specific.CMV antigen stimulated gamma interferon producing:NCnc:Pt:Bld:Qn:Flow cytometry | Flow Cytometry
2020-07-10 | CMVC8 | Cytomegalovirus (CMV) CD8 T-Cell Immune Competence, Quantitative Assessment by Flow Cytometry, Blood | 28154 | CMV CD8 T cells IFN-g B8 | 95194-7 | Cells.CD8.HLA-B8 CMV specific.CMV antigen stimulated gamma interferon producing:NCnc:Pt:Bld:Qn:Flow cytometry | Flow Cytometry
2020-07-10 | CMVC8 | Cytomegalovirus (CMV) CD8 T-Cell Immune Competence, Quantitative Assessment by Flow Cytometry, Blood | 28155 | CMV CD8 T cells IFN-g B35 | 95193-9 | Cells.CD8.HLA-B35 CMV specific.CMV antigen stimulated gamma interferon producing:NCnc:Pt:Bld:Qn:Flow cytometry | Flow Cytometry
2020-07-10 | CMVC8 | Cytomegalovirus (CMV) CD8 T-Cell Immune Competence, Quantitative Assessment by Flow Cytometry, Blood | 28156 | Total CMV CD8 T cells IFN-g | 95192-1 | Cells.CD8.CMV specific.CMV antigen stimulated gamma interferon producing:NCnc:Pt:Bld:Qn:Flow cytometry | Flow Cytometry
2020-07-10 | CMVC8 | Cytomegalovirus (CMV) CD8 T-Cell Immune Competence, Quantitative Assessment by Flow Cytometry, Blood | 28157 | CMV CD8 T cells CD107 A1 | 95191-3 | Cells.CD8.HLA-A1 CMV specific.CMV antigen stimulated CD107a+b expressing:NCnc:Pt:Bld:Qn:Flow cytometry | Flow Cytometry
2020-07-10 | CMVC8 | Cytomegalovirus (CMV) CD8 T-Cell Immune Competence, Quantitative Assessment by Flow Cytometry, Blood | 28158 | CMV CD8 T cells CD107 A2 | 95190-5 | Cells.CD8.HLA-A2 CMV specific.CMV antigen stimulated CD107a+b expressing:NCnc:Pt:Bld:Qn:Flow cytometry | Flow Cytometry
2020-07-10 | CMVC8 | Cytomegalovirus (CMV) CD8 T-Cell Immune Competence, Quantitative Assessment by Flow Cytometry, Blood | 28159 | CMV CD8 T cells CD107 B7 | 95189-7 | Cells.CD8.HLA-B7 CMV specific.CMV antigen stimulated CD107a+b expressing:NCnc:Pt:Bld:Qn:Flow cytometry | Flow Cytometry
2020-07-07 | TCP | T-Cell Subsets, Naive, Memory, and Activated, Blood | 609282 | CD4 (T Cells) | 24467-3 | Cells.CD3+CD4+:NCnc:Pt:Bld:Qn: | Flow Cytometry
2020-07-07 | TCP | T-Cell Subsets, Naive, Memory, and Activated, Blood | 609283 | CD8 (T Cells) | 14135-8 | Cells.CD3+CD8+:NCnc:Pt:Bld:Qn: | Flow Cytometry
2020-07-07 | TREGS | T-Cell Subsets, Regulatory (Tregs), Blood | 609282 | CD4 (T Cells) | 24467-3 | Cells.CD3+CD4+:NCnc:Pt:Bld:Qn: | Flow Cytometry
2020-06-23 | JAK2P | JAK2 (9p24.1) Rearrangement, Hematologic Disorders, FISH, Tissue | 606826 | Source | 31208-2 | Specimen source:Prid:Pt:XXX:Nom: | Fluorescence In Situ Hybridization (FISH)
2020-06-23 | TMSI | Microsatellite Instability, Tumor | 609365 | Result Summary | 50397-9 | Molecular diagnostic overall interpretation:PrThr:Pt:Bld/Tiss:Ord:Molgen | Polymerase Chain Reaction (PCR)
2020-06-23 | TMSI | Microsatellite Instability, Tumor | 609366 | Result | 43368-0 | Microsatellite instability:Prid:Pt:Tiss:Nom:Molgen | Polymerase Chain Reaction (PCR)
2020-06-23 | TMSI | Microsatellite Instability, Tumor | 609367 | Interpretation | 69047-9 | Geneticist review:Imp:Pt:XXX:Nar: | Polymerase Chain Reaction (PCR)
2020-06-23 | TMSI | Microsatellite Instability, Tumor | 609368 | Specimen | 31208-2 | Specimen source:Prid:Pt:XXX:Nom: | Polymerase Chain Reaction (PCR)
2020-06-23 | TMSI | Microsatellite Instability, Tumor | 609369 | Source | 31208-2 | Specimen source:Prid:Pt:XXX:Nom: | Polymerase Chain Reaction (PCR)
2020-06-23 | TMSI | Microsatellite Instability, Tumor | 609370 | Tissue ID | 80398-1 | Unique identifier:ID:Pt:Current sample:Nom: | Polymerase Chain Reaction (PCR)
2020-06-23 | TMSI | Microsatellite Instability, Tumor | 609371 | Released By | 18771-6 | Provider.signing name:Pn:Pt:Report:Nom: | Polymerase Chain Reaction (PCR)
2020-06-23 | FENTU | Fentanyl with Metabolite Confirmation, Random, Urine | 45531 | Norfentanyl by LC-MS/MS | 58383-1 | Norfentanyl:MCnc:Pt:Urine:Qn: | Liquid Chromatography Tandem Mass Spectrometry (LC-MS/MS)
2020-06-23 | FENTX | Fentanyl with Metabolite Confirmation, Chain of Custody, Random, Urine | 36190 | Norfentanyl by LC-MS/MS | 58383-1 | Norfentanyl:MCnc:Pt:Urine:Qn: | Immunoassay/Liquid Chromatography Tandem Mass Spectrometry (LC-MS/MS)
2020-06-22 | AAMSD | Amino Acids, Maple Syrup Urine Disease Panel, Plasma | 32449 | Allo-isoleucine | 94570-9 | Alloisoleucine^post therapeutic diet:SCnc:Pt:Ser/Plas:Qn: | Liquid Chromatography Tandem Mass Spectrometry (LC-MS/MS) Portions of this test are covered by patents held by Quest Diagnostics
2020-06-22 | PBORB | Lyme Disease, Molecular Detection, PCR, Blood | 38291 | B. garinii/B. afzelii PCR, B | 94249-0 | Borrelia garinii+afzelii oppA2 gene:PrThr:Pt:Bld:Ord:Non-probe.amp.tar | Real-Time Polymerase Chain Reaction (PCR)/DNA Probe Hybridization
2020-06-22 | LCMSP | Microsporidia species, Molecular Detection, PCR, Varies | 36745 | Enterocytozoon bieneusi | 94334-0 | Enterocytozoon bieneusi 18S rRNA gene:PrThr:Pt:XXX:Ord:Non-probe.amp.tar | Real-Time Polymerase Chain Reaction (PCR)/DNA Probe Hybridization
2020-06-22 | TTRX | Amyloidosis, Transthyretin-Associated Familial, Reflex, Blood | 22671 | Mass Difference | 94861-2 | Transthyretin - transthyretin peak 2:MDiff:Pt:Bld:Qn: | Affinity Chromatography/Mass Spectrometry (MS)
2020-06-22 | SARCP | Sarcoma Targeted Gene Fusion/Rearrangement Panel, Next-Generation Sequencing, Tumor | 606431 | Result | 95123-6 | Gene fusion transcript details:Find:Pt:Bld/Tiss:Nar:Molgen | Polymerase Chain Reaction (PCR)-based Next-Generation Sequencing (NGS)
2020-06-22 | 7AC4 | 7AC4, Bile Acid Synthesis, Serum | 65504 | 7AC4, Bile Acid Synthesis, S | 94866-1 | 7-Alpha hydroxy-4-cholesten-3-one:MCnc:Pt:Ser/Plas:Qn: | Liquid Chromatography Tandem Mass Spectrometry (LC-MS/MS)
2020-06-22 | JAK2P | JAK2 (9p24.1) Rearrangement, Hematologic Disorders, FISH, Tissue | 606823 | Interpretation | 69965-2 | Clinical cytogeneticist review:Imp:Pt:XXX:Nar: | Fluorescence In Situ Hybridization (FISH)
2020-06-22 | JAK2P | JAK2 (9p24.1) Rearrangement, Hematologic Disorders, FISH, Tissue | 606825 | Specimen | 31208-2 | Specimen source:Prid:Pt:XXX:Nom: | Fluorescence In Situ Hybridization (FISH)
2020-06-22 | JAK2P | JAK2 (9p24.1) Rearrangement, Hematologic Disorders, FISH, Tissue | 606827 | Tissue ID | 80398-1 | Unique identifier:ID:Pt:Current sample:Nom: | Fluorescence In Situ Hybridization (FISH)
2020-06-22 | JAK2P | JAK2 (9p24.1) Rearrangement, Hematologic Disorders, FISH, Tissue | 606829 | Additional Information | 48767-8 | Annotation comment:Imp:Pt:{system}:Nar: | Fluorescence In Situ Hybridization (FISH)
2020-06-22 | JAK2P | JAK2 (9p24.1) Rearrangement, Hematologic Disorders, FISH, Tissue | 606830 | Disclaimer | 62364-5 | Test performance information:Find:Pt:XXX:Nar: | Fluorescence In Situ Hybridization (FISH)
2020-06-22 | JAK2P | JAK2 (9p24.1) Rearrangement, Hematologic Disorders, FISH, Tissue | 606831 | Released By | 18771-6 | Provider.signing name:Pn:Pt:Report:Nom: | Fluorescence In Situ Hybridization (FISH)
2020-06-22 | JAK2P | JAK2 (9p24.1) Rearrangement, Hematologic Disorders, FISH, Tissue | GC052 | Reason for Referral | 42349-1 | Reason for referral:Find:Pt:^Patient:Nar: | Fluorescence In Situ Hybridization (FISH)
2020-06-22 | 25HDN | 25-Hydroxyvitamin D2 and D3, Serum | 83670 | 25-Hydroxy D Total | 62292-8 | Calcidiol+ercalcidiol:MCnc:Pt:Ser/Plas:Qn: | Liquid Chromatography Tandem Mass Spectrometry (LC-MS/MS) Portions of this test are covered by patents held by Quest Diagnostics
2020-06-22 | BMIYC | Borrelia miyamotoi Detection PCR, Spinal Fluid | 64969 | B. miyamotoi PCR, C | 82476-3 | Borrelia miyamotoi glpQ gene:PrThr:Pt:CSF:Ord:Non-probe.amp.tar | Real-Time Polymerase Chain Reaction (PCR)
2020-06-22 | LGB3S | Globotriaosylsphingosine, Serum | 65532 | Lyso-GB3, S | 90234-6 | Globotriaosylsphingosine:MCnc:Pt:Ser/Plas:Qn: | Liquid Chromatography Tandem Mass Spectrometry (LC-MS/MS)
2020-06-19 | PADF | Prenatal Aneuploidy Detection, FISH | 54553 | Result | 57317-0 | Chromosome 13+18+21+X+Y aneuploidy:Find:Pt:Amnio fld/CVS:Nom:FISH | Fluorescence In Situ Hybridization (FISH)
2020-06-19 | 25HDN | 25-Hydroxyvitamin D2 and D3, Serum | 2897 | 25-Hydroxy D2 | 49054-0 | Ercalcidiol:MCnc:Pt:Ser/Plas:Qn: | Liquid Chromatography Tandem Mass Spectrometry (LC-MS/MS) Portions of this test are covered by patents held by Quest Diagnostics
2020-06-17 | ELASF | Pancreatic Elastase, Feces | ELASF | Pancreatic Elastase, F | 25907-7 | Elastase.pancreatic:MCnt:Pt:Stool:Qn: | Enzyme-Linked Immunosorbent Assay (ELISA)
2020-06-17 | FCOPP | Copper, RBCs | Z3527 | Copper | 5630-9 | Copper:MCnc:Pt:RBC:Qn: | Inductively Coupled Plasma/Mass Spectrometry (ICP/MS)
2020-06-16 | FCCA3 | Cashew Component rAna o 3 | Z5621 | Cashew Component rAna o 3 | 82539-8 | Anacardium occidentale recombinant (rAna o) 3 Ab.IgE:ACnc:Pt:Ser:Qn: | Phadia ImmunoCAP
2020-06-16 | TPMT3 | Thiopurine Methyltransferase Activity Profile, Erythrocytes | 48034 | 6-Methylmercaptopurine | 91141-2 | Thiopurine methyltransferase:CCnc:Pt:RBC:Qn:Production of 6-Methylmercaptopurine | Liquid Chromatography Tandem Mass Spectrometry (LC-MS/MS)
2020-06-16 | TPMT3 | Thiopurine Methyltransferase Activity Profile, Erythrocytes | 48035 | 6-Methylmercaptopurine riboside | 91142-0 | Thiopurine methyltransferase:CCnc:Pt:RBC:Qn:Production of 6-Methylmercaptopurine riboside | Liquid Chromatography Tandem Mass Spectrometry (LC-MS/MS)
2020-06-16 | TPMT3 | Thiopurine Methyltransferase Activity Profile, Erythrocytes | 48036 | 6-Methylthioguanine riboside | 91143-8 | Thiopurine methyltransferase:CCnc:Pt:RBC:Qn:Production of 6-Methylthioguanine riboside | Liquid Chromatography Tandem Mass Spectrometry (LC-MS/MS)
2020-06-16 | FMMPP | MyoMarker 3 Plus Profile | Z5703 | Anti-TIF-1gamma Ab | 88739-8 | TIF1-gamma Ab:ACnc:Pt:Ser:Qn:Line blot | Enzyme-linked immunosorbent assay (ELISA); RIPA Gel Radiography
2020-06-16 | DHR | Dihydrorhodamine Flow Cytometric Test, Blood | PMAPC | Control % PMA ox-DHR+ | 85377-0 | Neutrophil.PMA stimulated.DHR/Neutrophil.PMA stimulated.total:NFr:Pt:Bld^Control:Qn:Flow cytometry | Flow Cytometry
2020-06-16 | DHRP | Dihydrorhodamine Flow Cytometric Phorbol Myristate Acetate Test, Blood | PMAPC | Control % PMA ox-DHR+ | 85377-0 | Neutrophil.PMA stimulated.DHR/Neutrophil.PMA stimulated.total:NFr:Pt:Bld^Control:Qn:Flow cytometry | Flow Cytometry
2020-06-16 | DHR | Dihydrorhodamine Flow Cytometric Test, Blood | PMAMC | Control MFI PMA ox-DHR+ | 85375-4 | Neutrophil.PMA stimulated.DHR mean fluorescence intensity:Arb:Pt:Bld^Control:Qn:Flow cytometry | Flow Cytometry
2020-06-16 | DHRP | Dihydrorhodamine Flow Cytometric Phorbol Myristate Acetate Test, Blood | PMAMC | Control MFI PMA ox-DHR+ | 85375-4 | Neutrophil.PMA stimulated.DHR mean fluorescence intensity:Arb:Pt:Bld^Control:Qn:Flow cytometry | Flow Cytometry
2020-06-16 | FBNC1 | Brazil Nut Component rBer e 1 | Z5672 | Brazil Nut Component rBer e 1 | 64963-2 | Bertholletia excelsa recombinant (rBer e) 1 Ab.IgE:ACnc:Pt:Ser:Qn: | ImmunoCAP FEIA
2020-06-16 | FMMPP | MyoMarker 3 Plus Profile | Z5705 | Anti-U2 RNP Ab | 68549-5 | U2 small nuclear ribonucleoprotein Ab:PrThr:Pt:Ser:Ord: | Enzyme-linked immunosorbent assay (ELISA); RIPA Gel Radiography
2020-06-16 | FMYO3 | MyoMarker 3 Profile | Z5689 | Anti-U2 RNP Ab | 68549-5 | U2 small nuclear ribonucleoprotein Ab:PrThr:Pt:Ser:Ord: | Enzyme-linked immunosorbent assay (ELISA); RIPA Gel Radiography
2020-06-16 | FASAB | Aspergillus Antibodies, Quantitative, DID | Z5653 | Aspergillus niger | 10894-4 | Aspergillus niger Ab:PrThr:Pt:Ser:Ord:Immune diffusion | Double Immunodiffusion (DID)
2020-06-16 | FMMPP | MyoMarker 3 Plus Profile | Z5699 | Anti-Mi-2-Ab | 18485-3 | Mi-2 Ab:PrThr:Pt:Ser:Ord: | Enzyme-linked immunosorbent assay (ELISA); RIPA Gel Radiography
2020-06-16 | FMMPP | MyoMarker 3 Plus Profile | Z5707 | Anti-Ku Ab | 18484-6 | Ku Ab:PrThr:Pt:Ser:Ord: | Enzyme-linked immunosorbent assay (ELISA); RIPA Gel Radiography
2020-06-16 | FMYO3 | MyoMarker 3 Profile | Z5683 | Anti-Mi-2-Ab | 18485-3 | Mi-2 Ab:PrThr:Pt:Ser:Ord: | Enzyme-linked immunosorbent assay (ELISA); RIPA Gel Radiography
2020-06-16 | FMYO3 | MyoMarker 3 Profile | Z5691 | Anti-Ku Ab | 18484-6 | Ku Ab:PrThr:Pt:Ser:Ord: | Enzyme-linked immunosorbent assay (ELISA); RIPA Gel Radiography
2020-06-16 | CMMPP | Cobalamin, Methionine, and Methylmalonic Acid Pathways, Plasma | 606109 | Reviewed By | 18771-6 | Provider.signing name:Pn:Pt:Report:Nom: | Liquid Chromatography Tandem Mass Spectrometry (LC-MS/MS)
2020-06-16 | CMMPS | Cobalamin, Methionine, and Methylmalonic Acid Pathways, Serum | 606117 | Reviewed By | 18771-6 | Provider.signing name:Pn:Pt:Report:Nom: | Liquid Chromatography Tandem Mass Spectrometry (LC-MS/MS)
2020-06-16 | FMMPP | MyoMarker 3 Plus Profile | Z5694 | Anti-PL-7 Ab | 33772-5 | Pl-7 Ab:PrThr:Pt:Ser:Ord: | Enzyme-linked immunosorbent assay (ELISA); RIPA Gel Radiography
2020-06-16 | FMMPP | MyoMarker 3 Plus Profile | Z5695 | Anti-PL-12 Ab | 33771-7 | Pl-12 Ab:PrThr:Pt:Ser:Ord: | Enzyme-linked immunosorbent assay (ELISA); RIPA Gel Radiography
2020-06-16 | FMYO3 | MyoMarker 3 Profile | Z5678 | Anti-PL-7 Ab | 33772-5 | Pl-7 Ab:PrThr:Pt:Ser:Ord: | Enzyme-linked immunosorbent assay (ELISA); RIPA Gel Radiography
2020-06-16 | FMYO3 | MyoMarker 3 Profile | Z5679 | Anti-PL-12 Ab | 33771-7 | Pl-12 Ab:PrThr:Pt:Ser:Ord: | Enzyme-linked immunosorbent assay (ELISA); RIPA Gel Radiography
2020-06-16 | FMMPP | MyoMarker 3 Plus Profile | Z5696 | Anti-EJ Ab | 45149-2 | Ej Ab:PrThr:Pt:Ser:Ord: | Enzyme-linked immunosorbent assay (ELISA); RIPA Gel Radiography
2020-06-16 | FMMPP | MyoMarker 3 Plus Profile | Z5697 | Anti-OJ Ab | 45152-6 | OJ Ab:PrThr:Pt:Ser:Ord: | Enzyme-linked immunosorbent assay (ELISA); RIPA Gel Radiography
2020-06-16 | FMYO3 | MyoMarker 3 Profile | Z5680 | Anti-EJ Ab | 45149-2 | Ej Ab:PrThr:Pt:Ser:Ord: | Enzyme-linked immunosorbent assay (ELISA); RIPA Gel Radiography
2020-06-16 | FMYO3 | MyoMarker 3 Profile | Z5681 | Anti-OJ Ab | 45152-6 | OJ Ab:PrThr:Pt:Ser:Ord: | Enzyme-linked immunosorbent assay (ELISA); RIPA Gel Radiography
2020-06-16 | HITIG | Heparin-PF4 IgG Antibody, Serum | 21469 | HIT Interpretation | 73819-5 | Platelet factor 4 heparin complex induced Ab.IgG:PrThr:Pt:Ser/Plas:Ord:IA | Enzyme-Linked Immunosorbent Assay (ELISA)
2020-06-16 | CMMPP | Cobalamin, Methionine, and Methylmalonic Acid Pathways, Plasma | 606110 | Interpretation | 59462-2 | Clinical biochemist review:Imp:Pt:XXX:Nar: | Liquid Chromatography Tandem Mass Spectrometry (LC-MS/MS)
2020-06-16 | CMMPS | Cobalamin, Methionine, and Methylmalonic Acid Pathways, Serum | 606118 | Interpretation | 59462-2 | Clinical biochemist review:Imp:Pt:XXX:Nar: | Liquid Chromatography Tandem Mass Spectrometry (LC-MS/MS)
2020-06-16 | CLFIB | Fibrinogen, Clauss, Plasma | CLFIB | Fibrinogen, Clauss, P | 48664-7 | Fibrinogen:MCnc:Pt:PPP:Qn:Coag.derived | Only orderable as part of a profile or reflex. For more information, see: ALBLD / Bleeding Diathesis Profile, Limited, Plasma APROL / Prolonged Clot Time Profile, Plasma AATHR / Thrombophilia Profile, Plasma and Whole Blood ADIC / Disseminated Intravascular Coagulation/Intravascular Coagulation and Fibrinolysis (DIC/ICF) Profile, Plasma ALUPP / Lupus Anticoagulant Profile, Plasma Clauss
2020-06-16 | FMMPP | MyoMarker 3 Plus Profile | Z5700 | Anti-U3 RNP (Fibrillarin) | 49963-2 | Fibrillarin Ab:PrThr:Pt:Ser:Ord: | Enzyme-linked immunosorbent assay (ELISA); RIPA Gel Radiography
2020-06-16 | FMYO3 | MyoMarker 3 Profile | Z5688 | Anti-U3 RNP (Fibrillarin) | 49963-2 | Fibrillarin Ab:PrThr:Pt:Ser:Ord: | Enzyme-linked immunosorbent assay (ELISA); RIPA Gel Radiography
2020-06-11 | FMMPP | MyoMarker 3 Plus Profile | Z5701 | Anti-MDA-5 Ab (CADM-140) | 88725-7 | MDA5 Ab:ACnc:Pt:Ser:Qn:Line blot | Enzyme-linked immunosorbent assay (ELISA); RIPA Gel Radiography
2020-06-11 | FMMPP | MyoMarker 3 Plus Profile | Z5702 | Anti-NXP-2 (P140) Ab | 82425-0 | MJ Ab:ACnc:Pt:Ser:Qn:Line blot | Enzyme-linked immunosorbent assay (ELISA); RIPA Gel Radiography
2020-06-11 | FMMPP | MyoMarker 3 Plus Profile | Z5708 | Anti-SS-A 52kD Ab, IgG | 70257-1 | Sjogrens syndrome-A extractable nuclear 52kD Ab.IgG:ACnc:Pt:Ser:Qn:IA | Enzyme-linked immunosorbent assay (ELISA); RIPA Gel Radiography
2020-06-11 | FMYO3 | MyoMarker 3 Profile | Z5684 | Anti-TIF-1gamma Ab | 88739-8 | TIF1-gamma Ab:ACnc:Pt:Ser:Qn:Line blot | Enzyme-linked immunosorbent assay (ELISA); RIPA Gel Radiography
2020-06-11 | FMYO3 | MyoMarker 3 Profile | Z5685 | Anti-MDA-5 Ab (CADM-140) | 88725-7 | MDA5 Ab:ACnc:Pt:Ser:Qn:Line blot | Enzyme-linked immunosorbent assay (ELISA); RIPA Gel Radiography
2020-06-11 | FMYO3 | MyoMarker 3 Profile | Z5686 | Anti-NXP-2 (P140) Ab | 82425-0 | MJ Ab:ACnc:Pt:Ser:Qn:Line blot | Enzyme-linked immunosorbent assay (ELISA); RIPA Gel Radiography
2020-06-11 | FMYO3 | MyoMarker 3 Profile | Z5692 | Anti-SS-A 52kD Ab, IgG | 70257-1 | Sjogrens syndrome-A extractable nuclear 52kD Ab.IgG:ACnc:Pt:Ser:Qn:IA | Enzyme-linked immunosorbent assay (ELISA); RIPA Gel Radiography
2020-06-05 | BILAO | Biliary Tract Malignancy, FISH, Varies | 71919 | Result | 95229-1 | Biliary tract neoplasm chromosome analysis:Find:Pt:Tiss:Doc: | Fluorescence In Situ Hybridization (FISH)
2020-06-04 | COVTA | Severe Acute Respiratory Syndrome Coronavirus 2 (SARS-CoV-2), Nucleocapsid, Total Antibody, Serum | COVTI | SARS-CoV-2 Nucleocapsid Total Ab, S | 94762-2 | SARS coronavirus 2 Ab:PrThr:Pt:Ser/Plas:Ord:IA | Chemiluminescence Immunoassay (CIA)
2020-06-03 | CTSK | Cathepsin K Immunostain, Technical Component Only | 607888 | CTSK IHC, Tech Only | Bill only; no re |  | Immunohistochemistry (IHC)
2020-05-28 | FFMI2 | Anti-Mi-2 Ab | FFMI2 | Anti-Mi-2 Ab | 18485-3 | Mi-2 Ab:PrThr:Pt:Ser:Ord: | RIPA Gel Radiography
2020-05-28 | SCOC | Coccidioides Antibody, Complement Fixation and Immunodiffusion, Serum | 21649 | Coccidioides, IgG, ImmDiff, S | 62459-3 | Coccidioides immitis Ab.IgG:PrThr:Pt:Ser:Ord:Immune diffusion | Complement Fixation (CF) Immunodiffusion
2020-05-28 | SCOC | Coccidioides Antibody, Complement Fixation and Immunodiffusion, Serum | 21648 | Coccidioides, IgM, ImmDiff, S | 62458-5 | Coccidioides immitis Ab.IgM:PrThr:Pt:Ser:Ord:Immune diffusion | Complement Fixation (CF) Immunodiffusion
2020-05-28 | CMMPP | Cobalamin, Methionine, and Methylmalonic Acid Pathways, Plasma | 606119 | 2-Methylcitric acid | 26904-3 | 2-Methylcitrate:SCnc:Pt:Ser/Plas:Qn: | Liquid Chromatography Tandem Mass Spectrometry (LC-MS/MS)
2020-05-28 | CMMPS | Cobalamin, Methionine, and Methylmalonic Acid Pathways, Serum | 606112 | Total Homocysteine | 13965-9 | Homocysteine:SCnc:Pt:Ser/Plas:Qn: | Liquid Chromatography Tandem Mass Spectrometry (LC-MS/MS)
2020-05-28 | CMMPS | Cobalamin, Methionine, and Methylmalonic Acid Pathways, Serum | 606113 | Methylmalonic acid | 13964-2 | Methylmalonate:SCnc:Pt:Ser/Plas:Qn: | Liquid Chromatography Tandem Mass Spectrometry (LC-MS/MS)
2020-05-28 | CMMPP | Cobalamin, Methionine, and Methylmalonic Acid Pathways, Plasma | 606104 | Total Homocysteine | 13965-9 | Homocysteine:SCnc:Pt:Ser/Plas:Qn: | Liquid Chromatography Tandem Mass Spectrometry (LC-MS/MS)
2020-05-28 | CMMPP | Cobalamin, Methionine, and Methylmalonic Acid Pathways, Plasma | 606105 | Methylmalonic acid | 13964-2 | Methylmalonate:SCnc:Pt:Ser/Plas:Qn: | Liquid Chromatography Tandem Mass Spectrometry (LC-MS/MS)
2020-05-28 | CMMPP | Cobalamin, Methionine, and Methylmalonic Acid Pathways, Plasma | 606106 | Methionine | 20651-6 | Methionine:SCnc:Pt:Ser/Plas:Qn: | Liquid Chromatography Tandem Mass Spectrometry (LC-MS/MS)
2020-05-28 | CMMPP | Cobalamin, Methionine, and Methylmalonic Acid Pathways, Plasma | 606107 | Total Cysteine | 20641-7 | Cysteine:SCnc:Pt:Ser/Plas:Qn: | Liquid Chromatography Tandem Mass Spectrometry (LC-MS/MS)
2020-05-28 | CMMPP | Cobalamin, Methionine, and Methylmalonic Acid Pathways, Plasma | 606108 | Cystathionine | 26607-2 | Cystathionine:SCnc:Pt:Ser/Plas:Qn: | Liquid Chromatography Tandem Mass Spectrometry (LC-MS/MS)
2020-05-28 | FMMPP | MyoMarker 3 Plus Profile | Z5706 | Anti-U1 RNP Ab | 57662-9 | U1 small nuclear ribonucleoprotein Ab:ACnc:Pt:Ser:Qn:IA | Enzyme-linked immunosorbent assay (ELISA); RIPA Gel Radiography
2020-05-28 | FMMPP | MyoMarker 3 Plus Profile | Z5698 | Anti-SRP Ab | 33921-8 | Signal recognition particle Ab:PrThr:Pt:Ser/Plas:Ord: | Enzyme-linked immunosorbent assay (ELISA); RIPA Gel Radiography
2020-05-28 | FMMPP | MyoMarker 3 Plus Profile | Z5704 | Anti-PM/Scl-100 Ab | 31562-2 | PM-SCL extractable nuclear Ab:ACnc:Pt:Ser:Qn: | Enzyme-linked immunosorbent assay (ELISA); RIPA Gel Radiography
2020-05-28 | FMMPP | MyoMarker 3 Plus Profile | Z5693 | Anti-Jo-1 Ab | 35333-4 | Jo-1 extractable nuclear Ab:ACnc:Pt:Ser:Qn:IA | Enzyme-linked immunosorbent assay (ELISA); RIPA Gel Radiography
2020-05-27 | CLLMD | Chronic Lymphocytic Leukemia (CLL) Monitoring Minimal Residual Disease Detection, Flow Cytometry, Varies | 608974 | Final Diagnosis | 22637-3 | Path report.final diagnosis:Imp:Pt:Specimen:Nar: | Immunophenotyping
2020-05-27 | CLLMD | Chronic Lymphocytic Leukemia (CLL) Monitoring Minimal Residual Disease Detection, Flow Cytometry, Varies | 608975 | Special Studies | 30954-2 | Relevant diagnostic tests &or laboratory data:Find:Pt:^Patient:Nar: | Immunophenotyping
2020-05-27 | CLLMD | Chronic Lymphocytic Leukemia (CLL) Monitoring Minimal Residual Disease Detection, Flow Cytometry, Varies | 608976 | Microscopic Description | 22635-7 | Path report.microscopic observation:Prid:Pt:Specimen:Nar:XXX stain | Immunophenotyping
2020-05-27 | FMYO3 | MyoMarker 3 Profile | Z5687 | Anti-PM/Scl-100 Ab | 31562-2 | PM-SCL extractable nuclear Ab:ACnc:Pt:Ser:Qn: | Enzyme-linked immunosorbent assay (ELISA); RIPA Gel Radiography
2020-05-27 | FMYO3 | MyoMarker 3 Profile | Z5690 | Anti-U1 RNP Ab | 57662-9 | U1 small nuclear ribonucleoprotein Ab:ACnc:Pt:Ser:Qn:IA | Enzyme-linked immunosorbent assay (ELISA); RIPA Gel Radiography
2020-05-27 | FMYO3 | MyoMarker 3 Profile | Z5682 | Anti-SRP Ab | 33921-8 | Signal recognition particle Ab:PrThr:Pt:Ser/Plas:Ord: | Enzyme-linked immunosorbent assay (ELISA); RIPA Gel Radiography
2020-05-27 | FMYO3 | MyoMarker 3 Profile | Z5677 | Anti-Jo-1 Ab | 35333-4 | Jo-1 extractable nuclear Ab:ACnc:Pt:Ser:Qn:IA | Enzyme-linked immunosorbent assay (ELISA); RIPA Gel Radiography
2020-05-26 | MAFP1 | Alpha-Fetoprotein (AFP), Single Marker Screen, Maternal, Serum | 3009 | Specimen collection date | 33882-2 | Collection date:Date:Pt:^Specimen:Qn: | Two-Site Immunoenzymatic (Sandwich) Assay
2020-05-26 | QUAD1 | Quad Screen (Second Trimester) Maternal, Serum | 3009 | Specimen collection date | 33882-2 | Collection date:Date:Pt:^Specimen:Qn: | Immunoenzymatic Assay
2020-05-26 | SEQB | Sequential Maternal Screening, Part 2, Serum | 29493 | Specimen Collection Date 2 | 33882-2 | Collection date:Date:Pt:^Specimen:Qn: | Immunoenzymatic Assay
2020-05-26 | 1STT1 | First Trimester Maternal Screen, Serum | 26411 | Specimen Collection Date | 33882-2 | Collection date:Date:Pt:^Specimen:Qn: | Immunoenzymatic Assay
2020-05-26 | SEQA | Sequential Maternal Screening, Part 1, Serum | 29452 | Specimen Collection Date | 33882-2 | Collection date:Date:Pt:^Specimen:Qn: | Immunoenzymatic Assay
2020-05-26 | SEQB | Sequential Maternal Screening, Part 2, Serum | 29477 | Specimen Collection Date 1 | 33882-2 | Collection date:Date:Pt:^Specimen:Qn: | Immunoenzymatic Assay
2020-05-22 | TTRX | Amyloidosis, Transthyretin-Associated Familial, Reflex, Blood | 22673 | Abnormal result | 51968-6 | Genetic disease analysis overall interpretation:Imp:Pt:Bld/Tiss:Nom:Molgen | Affinity Chromatography/Mass Spectrometry (MS)
2020-05-22 | TTRX | Amyloidosis, Transthyretin-Associated Familial, Reflex, Blood | 22668 | Wild Type Mass | 94860-4 | Transthyretin:Mass:Pt:Bld:Qn: | Affinity Chromatography/Mass Spectrometry (MS)
2020-05-22 | TTRX | Amyloidosis, Transthyretin-Associated Familial, Reflex, Blood | 22669 | Wild Type Width at Half Height | 94863-8 | Transthyretin width at half peak height:Mass:Pt:Bld:Qn: | Affinity Chromatography/Mass Spectrometry (MS)
2020-05-22 | TTRX | Amyloidosis, Transthyretin-Associated Familial, Reflex, Blood | 22670 | Second Mass | 94862-0 | Transthyretin peak 2:Mass:Pt:Bld:Qn: | Affinity Chromatography/Mass Spectrometry (MS)
2020-05-22 | PLABN | Platelet Antibody Screen, Serum | PTL09 | HLA Class I | 95269-7 | HLA-A+B+C Ab:PrThr:Pt:Ser/Plas:Ord:IA | Solid Phase Enzyme-Linked Immunosorbent Assay (ELISA)
2020-05-22 | PLABN | Platelet Antibody Screen, Serum | PTL16 | IVIg in last month? | 95268-9 | Clinical factors affecting result interpretation:Prid:Pt:^Patient:Nom: | Solid Phase Enzyme-Linked Immunosorbent Assay (ELISA)
2020-05-21 | ANA2 | Antinuclear Antibodies (ANA), Serum | ANA2 | Antinuclear Ab, S | 94875-2 | Nuclear Ab.IgG:ACnc:Pt:Ser/Plas:Qn:IA | Enzyme-Linked Immunosorbent Assay (ELISA)
2020-05-19 | ML1HM | MLH1 Hypermethylation Analysis, Tumor | 53304 | Source | 85298-8 | Body structure included in specimen:Anat:Pt:Specimen:Nom: | Polymerase Chain Reaction (PCR)
2020-05-14 | FHCC1 | Hazelnut Component rCor a 1 | Z5658 | Hazelnut Component rCor a 1 | 69421-6 | Corylus avellana recombinant (rCor a) 1 Ab.IgE:ACnc:Pt:Ser:Qn: | ImmunoCAP FEIA
2020-05-12 | BRAFD | BRAF V600E/V600K Somatic Mutation Analysis, Tumor | 608306 | Result Summary | 50397-9 | Molecular diagnostic overall interpretation:PrThr:Pt:Bld/Tiss:Ord:Molgen | Droplet Digital Polymerase Chain Reaction (ddPCR)
2020-05-12 | BRAFD | BRAF V600E/V600K Somatic Mutation Analysis, Tumor | 608310 | Specimen | 31208-2 | Specimen source:Prid:Pt:XXX:Nom: | Droplet Digital Polymerase Chain Reaction (ddPCR)
2020-05-12 | BRAFD | BRAF V600E/V600K Somatic Mutation Analysis, Tumor | 608311 | Source | 31208-2 | Specimen source:Prid:Pt:XXX:Nom: | Droplet Digital Polymerase Chain Reaction (ddPCR)
2020-05-12 | BRAFB | Cell-Free DNA BRAF V600, Blood | 606202 | Disclaimer | 62364-5 | Test performance information:Find:Pt:XXX:Nar: | Digital Droplet Polymerase Chain Reaction (ddPCR)
2020-05-12 | BRAFD | BRAF V600E/V600K Somatic Mutation Analysis, Tumor | 606746 | Disclaimer | 62364-5 | Test performance information:Find:Pt:XXX:Nar: | Droplet Digital Polymerase Chain Reaction (ddPCR)
2020-05-12 | BRAFD | BRAF V600E/V600K Somatic Mutation Analysis, Tumor | 608222 | Tissue ID | 80398-1 | Unique identifier:ID:Pt:Current sample:Nom: | Droplet Digital Polymerase Chain Reaction (ddPCR)
2020-05-12 | BRAFD | BRAF V600E/V600K Somatic Mutation Analysis, Tumor | 608308 | Interpretation | 69047-9 | Geneticist review:Imp:Pt:XXX:Nar: | Droplet Digital Polymerase Chain Reaction (ddPCR)
2020-05-12 | BRAFD | BRAF V600E/V600K Somatic Mutation Analysis, Tumor | 608309 | Additional Information | 48767-8 | Annotation comment:Imp:Pt:{system}:Nar: | Droplet Digital Polymerase Chain Reaction (ddPCR)
2020-05-12 | BRAFD | BRAF V600E/V600K Somatic Mutation Analysis, Tumor | 608312 | Released By | 18771-6 | Provider.signing name:Pn:Pt:Report:Nom: | Droplet Digital Polymerase Chain Reaction (ddPCR)
2020-05-04 | CELI | Celiac Associated HLA-DQ Alpha 1 and DQ Beta 1 DNA Typing, Blood | DQA | DQ alpha 1 | 94495-9 | HLA-DQA1:Type:Pt:Bld/Tiss:Nom: | Polymerase Chain Reaction (PCR)/Sequence-Specific Oligonucleotide Probe (SSO)
2020-05-04 | CELI | Celiac Associated HLA-DQ Alpha 1 and DQ Beta 1 DNA Typing, Blood | DQB | DQ beta 1 | 53938-7 | HLA-DQB1:Type:Pt:Bld/Tiss:Nom: | Polymerase Chain Reaction (PCR)/Sequence-Specific Oligonucleotide Probe (SSO)
2020-05-01 | HITIG | Heparin-PF4 IgG Antibody, Serum | 21470 | HIT Comment | 73816-1 | Platelet factor 4 heparin complex induced Ab.IgG:Imp:Pt:Ser:Nar: | Enzyme-Linked Immunosorbent Assay (ELISA)
2020-04-22 | VWD8B | von Willebrand Disease 2N (Subtype Normandy), Plasma | 607336 | VWF:FVIIIB | 90919-2 | Coagulation factor VIII.recombinant.bound/von Willebrand factor Ag:RelRto:Pt:Plas:Qn:IA | Enzyme-Linked Immunosorbent Assay (ELISA)
2020-04-21 | DOCK8 | Dedicator of Cytokinesis 8 (DOCK8) Deficiency, Blood | 608513 | DOCK8 Interpretation | 69052-9 | Flow cytometry specialist review:Imp:Pt:XXX:Nar: | Flow Cytometry
2020-04-21 | FCAEC | Cysticercus Antibody (IgG), ELISA, CSF | Z5676 | Cysticercus Ab (IgG), ELISA, CSF | 35391-2 | Taenia solium larva Ab.IgG:ACnc:Pt:CSF:Qn: | Enzyme-Linked Immunosorbent Assay (ELISA)
2020-04-17 | FFWNC | Walnut Component rJug r 3 | Z5674 | Walnut Component rJug r 3 | 81789-0 | Juglans regia recombinant (rJug r) 3 Ab.IgE:ACnc:Pt:Ser:Qn: | ImmunoCAP FEIA
2020-04-17 | RSARS | Severe Acute Respiratory Syndrome Coronavirus 2 (SARS CoV-2), Molecular Detection, Varies | RSAR2 | SARS Coronavirus 2, Source | 31208-2 | Specimen source:Prid:Pt:XXX:Nom: | Real-Time Reverse Transcription Polymerase Chain Reaction (RT-PCR)
2020-04-17 | BALLM | B-Cell Lymphoblastic Leukemia Monitoring, Minimal Residual Disease Detection, Flow Cytometry, Varies | CK174 | Final Diagnosis | 22637-3 | Path report.final diagnosis:Imp:Pt:Specimen:Nar: | Immunophenotyping
2020-04-17 | BALLM | B-Cell Lymphoblastic Leukemia Monitoring, Minimal Residual Disease Detection, Flow Cytometry, Varies | CK175 | Special Studies | 30954-2 | Relevant diagnostic tests &or laboratory data:Find:Pt:^Patient:Nar: | Immunophenotyping
2020-04-17 | BALLM | B-Cell Lymphoblastic Leukemia Monitoring, Minimal Residual Disease Detection, Flow Cytometry, Varies | CK176 | Microscopic Description | 22635-7 | Path report.microscopic observation:Prid:Pt:Specimen:Nar:XXX stain | Immunophenotyping
2020-04-16 | MPSQU | Mucopolysaccharides Quantitative, Random, Urine | 605986 | Dermatan Sulfate | 94692-1 | Dermatan sulfate/Creatinine:Ratio:Pt:Urine:Qn: | Liquid Chromatography Tandem Mass Spectrometry (LC-MS/MS)
2020-04-16 | MPSQU | Mucopolysaccharides Quantitative, Random, Urine | 605987 | Heparan Sulfate | 94693-9 | Heparan sulfate/Creatinine:Ratio:Pt:Urine:Qn: | Liquid Chromatography Tandem Mass Spectrometry (LC-MS/MS)
2020-04-16 | MPSQU | Mucopolysaccharides Quantitative, Random, Urine | 605988 | Chondroitin-6 Sulfate | 94690-5 | Chondroitin-6-sulfate/Creatinine:Ratio:Pt:Urine:Qn: | Liquid Chromatography Tandem Mass Spectrometry (LC-MS/MS)
2020-04-16 | ALDEF | Alpha Defensin, Lateral Flow Assay, Synovial Fluid | 607711 | Alpha Defensin, Synovial Fl, LFA | 94718-4 | Alpha defensins 1+2+3:PrThr:Pt:Synv fld:Ord:IA | Lateral Flow Assay (LFA)
2020-04-09 | QNKS | Natural Killer (NK)/Natural Killer T-Cell Subsets, Quantitative, Blood | QNKSI | Quantitative NK/NKT Interpretation | 69052-9 | Flow cytometry specialist review:Imp:Pt:XXX:Nar: | Flow Cytometry
2020-04-07 | FIVCZ | Isavuconazole (CRESEMBA) LC-MS/MS | FIVCZ | Isavuconazole | Not Provided |  | Reversed-phase UPLC-MS/MS
2020-04-06 | CCOC | Coccidioides Antibody, Complement Fixation and Immunodiffusion, Spinal Fluid | 21002 | Coccidioides, IgG, ImmDiff, CSF | 94662-4 | Coccidioides immitis Ab.IgG:PrThr:Pt:CSF:Ord:Immune diffusion | Complement Fixation (CF) / Immunodiffusion (ID)
2020-04-06 | CCOC | Coccidioides Antibody, Complement Fixation and Immunodiffusion, Spinal Fluid | 21001 | Coccidioides, IgM, ImmDiff, CSF | 94663-2 | Coccidioides immitis Ab.IgM:PrThr:Pt:CSF:Ord:Immune diffusion | Complement Fixation (CF) / Immunodiffusion (ID)
2020-04-06 | CD303 | CD303 (BDCA-2) Immunostain, Technical Component Only | 607892 | CD303 (BDCA-2) IHC, Tech Only | Bill only; no re |  | Immunohistochemistry (IHC)
2020-04-02 | CARNU | Carnitine, Random, Urine | 27122 | Free (FC) | 17867-3 | Carnitine.free (C0)/Creatinine:Ratio:Pt:Urine:Qn: | Flow Injection Analysis-Tandem Mass Spectrometry (FIA-MS/MS)
2020-03-31 | H2BR | HER2 Amplification Associated with Breast Cancer, FISH, Tissue | 603078 | Source | 85303-6 | Body structure of origin:Anat:Pt:Breast cancer specimen:Nom: | Fluorescence In Situ Hybridization (FISH)
2020-03-31 | H2MT | HER2 Amplification, Miscellaneous Tumor, FISH, Tissue | 603100 | Source | 85298-8 | Body structure included in specimen:Anat:Pt:Specimen:Nom: | Fluorescence In Situ Hybridization (FISH)
2020-03-31 | H2GE | HER2 Amplification Associated with Gastroesophageal Cancer, FISH, Tissue | 603089 | Source | 85298-8 | Body structure included in specimen:Anat:Pt:Specimen:Nom: | Fluorescence In Situ Hybridization (FISH)
2020-03-31 | TBSP | Mycobacterium tuberculosis Complex Species Identification, PCR, Varies | TBSP | M tuberculosis species ID, PCR | 94576-6 | Mycobacterium tuberculosis complex species identified:Prid:Pt:Isolate:Nom:Probe.amp.tar | Real-Time Polymerase Chain Reaction (PCR)
2020-03-31 | ALLOI | Allo-isoleucine, Blood Spot | 27457 | Allo-isoleucine | 94572-5 | Alloisoleucine:SCnc:Pt:Bld.dot:Qn: | Liquid Chromatography Tandem Mass Spectrometry (LC-MS/MS) Portions of this test are covered by patents held by Quest Diagnostics
2020-03-31 | AAMSD | Amino Acids, Maple Syrup Urine Disease Panel, Plasma | 32447 | Isoleucine | 94568-3 | Isoleucine^post therapeutic diet:SCnc:Pt:Ser/Plas:Qn: | Liquid Chromatography Tandem Mass Spectrometry (LC-MS/MS) Portions of this test are covered by patents held by Quest Diagnostics
2020-03-31 | AAMSD | Amino Acids, Maple Syrup Urine Disease Panel, Plasma | 32448 | Leucine | 94569-1 | Leucine^post therapeutic diet:SCnc:Pt:Ser/Plas:Qn: | Liquid Chromatography Tandem Mass Spectrometry (LC-MS/MS) Portions of this test are covered by patents held by Quest Diagnostics
2020-03-31 | AAMSD | Amino Acids, Maple Syrup Urine Disease Panel, Plasma | 32446 | Valine | 94567-5 | Valine^post therapeutic diet:SCnc:Pt:Ser/Plas:Qn: | Liquid Chromatography Tandem Mass Spectrometry (LC-MS/MS) Portions of this test are covered by patents held by Quest Diagnostics
2020-03-30 | CAURS | Candida auris Surveillance, Molecular Detection, PCR, Varies | SRCSR | Specimen Source | 31208-2 | Specimen source:Prid:Pt:XXX:Nom: | Real-Time Polymerase Chain Reaction (PCR)
2020-03-30 | LVZV | Varicella-Zoster Virus, Molecular Detection, PCR, Varies | 36046 | Varicella-Zoster Virus PCR | 94584-0 | Varicella zoster virus DNA:PrThr:Pt:XXX:Ord:Non-probe.amp.tar | Real-Time Polymerase Chain Reaction (PCR)/DNA Probe Hybridization
2020-03-30 | LHSV | Herpes Simplex Virus (HSV), Molecular Detection, PCR, Varies | 34797 | HSV 1, PCR | 94581-6 | Herpes simplex virus 1 DNA:PrThr:Pt:XXX:Ord:Non-probe.amp.tar | Real-Time Polymerase Chain Reaction (PCR)/DNA Probe Hybridization
2020-03-30 | LHSV | Herpes Simplex Virus (HSV), Molecular Detection, PCR, Varies | 34798 | HSV 2, PCR | 94582-4 | Herpes simplex virus 2 DNA:PrThr:Pt:XXX:Ord:Non-probe.amp.tar | Real-Time Polymerase Chain Reaction (PCR)/DNA Probe Hybridization
2020-03-27 | OPATX | Opiates Confirmation, Chain of Custody, Random, Urine | 36214 | Hydrocodone-by LC-MS/MS | 16252-9 | HYDROcodone:MCnc:Pt:Urine:Qn:Confirm | Immunoassay/ Liquid Chromatography Tandem Mass Spectrometry (LC-MS/MS)
2020-03-25 | FBMO | MVista Blastomyces Quantitative Antigen, Fluid | Z5524 | Result: | Not Provided |  | Quantitative Sandwich Enzyme Immunoassay (EIA)
2020-03-25 | FBMO | MVista Blastomyces Quantitative Antigen, Fluid | Z5525 | Interpretation | Not Provided |  | Quantitative Sandwich Enzyme Immunoassay (EIA)
2020-03-25 | HPVP | Human Papillomavirus (HPV) DNA Detection with Genotyping, High Risk Types by PCR with Papanicolaou Smear Reflex, ThinPrep, Varies | 36402 | HPV High Risk type 16, PCR | 77399-4 | Human papilloma virus 16 DNA:PrThr:Pt:Cvx:Ord:Probe.amp.tar | HPVP: Real-Time Polymerase Chain Reaction (PCR) TPRCY: Light Microscopy
2020-03-25 | HPVP | Human Papillomavirus (HPV) DNA Detection with Genotyping, High Risk Types by PCR with Papanicolaou Smear Reflex, ThinPrep, Varies | 36403 | HPV High Risk type 18, PCR | 77400-0 | Human papilloma virus 18 DNA:PrThr:Pt:Cvx:Ord:Probe.amp.tar | HPVP: Real-Time Polymerase Chain Reaction (PCR) TPRCY: Light Microscopy
2020-03-25 | HPVP | Human Papillomavirus (HPV) DNA Detection with Genotyping, High Risk Types by PCR with Papanicolaou Smear Reflex, ThinPrep, Varies | 36404 | HPV other High Risk types, PCR | 71431-1 | Human papilloma virus 31+33+35+39+45+51+52+56+58+59+66+68 DNA:PrThr:Pt:Cvx:Ord:Probe.amp.tar | HPVP: Real-Time Polymerase Chain Reaction (PCR) TPRCY: Light Microscopy
2020-03-23 | HPFRP | Helicobacter pylori with Clarithromycin Resistance Prediction, Molecular Detection, PCR, Feces | HPSRC | Specimen Source | 31208-2 | Specimen source:Prid:Pt:XXX:Nom: | Real-Time Polymerase Chain Reaction (PCR)
2020-03-23 | HPCRP | Helicobacter pylori with Clarithromycin Resistance Prediction, Molecular Detection, PCR, Varies | 608005 | Helicobacter pylori Result | 49101-9 | Helicobacter pylori DNA:PrThr:Pt:XXX:Ord:Probe.amp.tar | Real-Time Polymerase Chain Reaction (PCR)
2020-03-23 | HPCRP | Helicobacter pylori with Clarithromycin Resistance Prediction, Molecular Detection, PCR, Varies | 608006 | Clarithromycin Resistance Result | 88509-5 | Helicobacter pylori 23S rRNA clarithromycin resistance mutation:Prid:Pt:Isolate/Specimen:Nom:Molgen | Real-Time Polymerase Chain Reaction (PCR)
2020-03-23 | HPFRP | Helicobacter pylori with Clarithromycin Resistance Prediction, Molecular Detection, PCR, Feces | 608002 | Helicobacter pylori Result | 91061-2 | Helicobacter pylori DNA:PrThr:Pt:Stool:Ord:Probe.amp.tar | Real-Time Polymerase Chain Reaction (PCR)
2020-03-23 | HPFRP | Helicobacter pylori with Clarithromycin Resistance Prediction, Molecular Detection, PCR, Feces | 608003 | Clarithromycin Resistance Result | 88509-5 | Helicobacter pylori 23S rRNA clarithromycin resistance mutation:Prid:Pt:Isolate/Specimen:Nom:Molgen | Real-Time Polymerase Chain Reaction (PCR)
2020-03-23 | KCSFP | Immunoglobulin Kappa Free Light Chain, Spinal Fluid | KCSFP | Kappa Free Light Chain, CSF | 48774-4 | Immunoglobulin light chains.kappa.free:MCnc:Pt:CSF:Qn: | Only orderable as part of a profile. For more information see MSP3 / Multiple Sclerosis (MS) Profile, Serum and Spinal Fluid. Nephelometry
2020-03-23 | FVENE | Venison IgE | Z5660 | Venison IgE | 7759-4 | Venison Ab.IgE:ACnc:Pt:Ser:Qn: | Enzyme Immunoassay (EIA)
2020-03-20 | FQPPS | Porphyrins, Feces | 15527 | Isopentacarboxyl | 94553-5 | Isopentacarboxylporphyrin:MRat:24H:Stool:Qn: | High-Performance Liquid Chromatography (HPLC)
2020-03-20 | FQPPS | Porphyrins, Feces | 15521 | Isoheptacarboxyl | 94549-3 | Isoheptacarboxylporphyrin:MRat:24H:Stool:Qn: | High-Performance Liquid Chromatography (HPLC)
2020-03-20 | FQPPS | Porphyrins, Feces | 15522 | Hexacarboxyl I | 94550-1 | Hexacarboxylporphyrin I:MRat:24H:Stool:Qn: | High-Performance Liquid Chromatography (HPLC)
2020-03-20 | FQPPS | Porphyrins, Feces | 15523 | Hexacarboxyl III | 94551-9 | Hexacarboxylporphyrin III:MRat:24H:Stool:Qn: | High-Performance Liquid Chromatography (HPLC)
2020-03-20 | FQPPS | Porphyrins, Feces | 15524 | Isohexacarboxyl | 94552-7 | Isohexacarboxylporphyrin:MRat:24H:Stool:Qn: | High-Performance Liquid Chromatography (HPLC)
2020-03-17 | COVID | Severe Acute Respiratory Syndrome Coronavirus 2 (SARS-CoV-2) RNA Detection, PCR, Varies | CVDS | SARS-CoV-2 Specimen Source | 31208-2 | Specimen source:Prid:Pt:XXX:Nom: | Real-Time Reverse Transcription Polymerase Chain Reaction (RT-PCR)
2020-03-16 | COSY | Cobalt, Synovial Fluid | 606352 | Cobalt, Synovial Fl | 23842-8 | Cobalt:MCnc:Pt:Synv fld:Qn: | Inductively Coupled Plasma-Mass Spectrometry (ICP-MS)
2020-03-13 | HPCRP | Helicobacter pylori with Clarithromycin Resistance Prediction, Molecular Detection, PCR, Varies | HPS2 | Specimen Source | 31208-2 | Specimen source:Prid:Pt:XXX:Nom: | Real-Time Polymerase Chain Reaction (PCR)
2020-03-12 | FHZCP | Hazelnut Component Panel | Z5642 | Class | 81995-3 | Corylus avellana recombinant (rCor a) 1 Ab.IgE.RAST class:PrThr:Pt:Ser:Ord: | ImmunoCAP FEIA
2020-03-12 | FHZCP | Hazelnut Component Panel | Z5647 | Hazelnut Component rCor a 14 | 81788-2 | Corylus avellana recombinant (rCor a) 14 Ab.IgE:ACnc:Pt:Ser:Qn: | ImmunoCAP FEIA
2020-03-12 | TCP | T-Cell Subsets, Naive, Memory, and Activated, Blood | 29151 | %CD4+CD45RA+ naive T cells | 89360-2 | Cells.CD45RA/100 Cells.CD4:NFr:Pt:Bld:Qn: | Flow Cytometry
2020-03-12 | TCP | T-Cell Subsets, Naive, Memory, and Activated, Blood | 29155 | %CD4+CD45RO+ memory T cells | 89362-8 | Cells.CD45RO/100 Cells.CD4:NFr:Pt:Bld:Qn: | Flow Cytometry
2020-03-12 | TCP | T-Cell Subsets, Naive, Memory, and Activated, Blood | 29161 | %Activated CD4 T cells (4+CD25+) | 89431-1 | Cells.CD25/100 Cells.CD4:NFr:Pt:Bld:Qn: | Flow Cytometry
2020-03-12 | FGAGM | Ganglioside (Asialo-GM1, GM1, GM2, GD1a, GD1b, and GQ1b) Antibodies | Z4250 | GQ1b Antibodies, IgG-IgM | 88729-9 | Ganglioside GQ1b Ab.IgG+IgM:ACnc:Pt:Ser:Qn:IA | Semi-Quantitative Enzyme-Linked Immunosorbent Assay
2020-03-10 | LSD6W | Lysosomal Storage Disorders, Six-Enzyme Panel, Leukocytes | 606175 | Galactocerebrosidase (Reflex) | 94487-6 | Galactosylceramidase:CCnt:Pt:WBC:Qn:Confirm | Flow Injection Analysis-Tandem Mass Spectrometry (FIA-MS/MS)
2020-03-10 | LSD6W | Lysosomal Storage Disorders, Six-Enzyme Panel, Leukocytes | 606179 | Acid Alpha-Glucosidase (Reflex) | 94488-4 | Acid alpha glucosidase:CCnt:Pt:WBC:Qn:Confirm | Flow Injection Analysis-Tandem Mass Spectrometry (FIA-MS/MS)
2020-03-09 | PPFWE | Protoporphyrins, Fractionation, Washed Erythrocytes | 31933 | Free Protoporphyrin | 94491-8 | Protoporphyrin.free:MCnc:Pt:RBC:Qn: | High-Performance Liquid Chromatography (HPLC) with Fluorescence Detection
2020-03-09 | PEWE | Porphyrins Evaluation, Washed Erythrocytes | BG569 | Total cell suspension | 94496-7 | Cell suspension:Vol:Pt:Specimen:Qn: | Spectrofluorometric
2020-03-09 | PEWE | Porphyrins Evaluation, Washed Erythrocytes | BG570 | Packed cell volume | 94497-5 | Packed erythrocytes:Vol:Pt:Specimen:Qn: | Spectrofluorometric
2020-03-09 | PBGDW | Porphobilinogen Deaminase, Washed Erythrocytes | BG576 | Packed cell volume | 94497-5 | Packed erythrocytes:Vol:Pt:Specimen:Qn: | Enzymatic End Point/Spectrofluorometric
2020-03-09 | PBGDW | Porphobilinogen Deaminase, Washed Erythrocytes | BG575 | Total cell Suspension | 94496-7 | Cell suspension:Vol:Pt:Specimen:Qn: | Enzymatic End Point/Spectrofluorometric
2020-03-09 | ALADW | Aminolevulinic Acid Dehydratase, Washed Erythrocytes | BG573 | Total Cell Suspension | 94496-7 | Cell suspension:Vol:Pt:Specimen:Qn: | Enzymatic End point/Spectrofluorometric
2020-03-09 | ALADW | Aminolevulinic Acid Dehydratase, Washed Erythrocytes | BG574 | Packed Cell Volume | 94497-5 | Packed erythrocytes:Vol:Pt:Specimen:Qn: | Enzymatic End point/Spectrofluorometric
2020-03-09 | PPFWE | Protoporphyrins, Fractionation, Washed Erythrocytes | BG572 | Packed cell volume | 94497-5 | Packed erythrocytes:Vol:Pt:Specimen:Qn: | High-Performance Liquid Chromatography (HPLC) with Fluorescence Detection
2020-03-09 | PPFWE | Protoporphyrins, Fractionation, Washed Erythrocytes | BG571 | Total cell suspension | 94496-7 | Cell suspension:Vol:Pt:Specimen:Qn: | High-Performance Liquid Chromatography (HPLC) with Fluorescence Detection
2020-03-09 | PPFE | Protoporphyrins, Fractionation, Whole Blood | 2326 | Free Protoporphyrin | 94491-8 | Protoporphyrin.free:MCnc:Pt:RBC:Qn: | High-Performance Liquid Chromatography (HPLC) with Fluorescence Detection
2020-03-06 | FWCR1 | Walnut Component rJug r 1 | Z5654 | Walnut Component rJug r 1 | 81790-8 | Juglans regia recombinant (rJug r) 1 Ab.IgE:ACnc:Pt:Ser:Qn: | ImmunoCAP FEIA
2020-03-06 | FGAGA | Golimumab and Anti-Golimumab Antibody, DoseASSURE GOL | Z5639 | Golimumab | 87406-5 | Golimumab:MCnc:Pt:Ser/Plas:Qn:IA | Electrochemiluminescence immunoassay (ECLIA)
2020-03-06 | FGAGA | Golimumab and Anti-Golimumab Antibody, DoseASSURE GOL | Z5640 | Anti-Golimumab Antibody | 87407-3 | Golimumab Ab:MCnc:Pt:Ser/Plas:Qn:IA | Electrochemiluminescence immunoassay (ECLIA)
2020-03-06 | AAUCD | Amino Acids, Urea Cycle Disorders Panel, Plasma | 32445 | Interpretation (AAUCD) | 49247-0 | Amino acid pattern:Imp:Pt:Ser/Plas:Nar: | Liquid Chromatography Tandem Mass Spectrometry (LC-MS/MS)
2020-03-05 | FCZAC | Certolizumab and Anti-Certolizumab Antibody, DoseASSURE CTZ | Z5637 | Certolizumab | 87404-0 | Certolizumab:MCnc:Pt:Ser/Plas:Qn:IA | Electrochemiluminescence immunoassay (ECLIA); Surface Plasmon Resonance
2020-03-03 | WNGC | West Nile Virus Antibody, IgG, Spinal Fluid | WNGC | West Nile Virus Ab, IgG, CSF | 77953-8 | West Nile virus Ab.IgG:PrThr:Pt:CSF:Ord:IA | Only orderable as part of a profile. See WNC / West Nile Virus Antibody, IgG and IgM, Spinal Fluid.
2020-03-03 | FASAB | Aspergillus Antibodies, Quantitative, DID | Z5651 | Aspergillus fumigatus | 23821-2 | Aspergillus fumigatus Ab:PrThr:Pt:Ser:Ord:Immune diffusion | Double Immunodiffusion (DID)
2020-03-03 | FASAB | Aspergillus Antibodies, Quantitative, DID | Z5652 | Aspergillus flavus | 23820-4 | Aspergillus flavus Ab:PrThr:Pt:Ser:Ord:Immune diffusion | Double Immunodiffusion (DID)
2020-03-02 | HMGCR | 3-Hydroxy-3-Methylglutaryl Coenzyme-A (HMG-CoA) Reductase, Serum | 607414 | HMG-CoA Reductase Ab, S | 93493-5 | 3-Hydroxy-3-Methylglutaryl-Coenzyme A Reductase Ab.IgG:ACnc:Pt:Ser:Qn:IA | Chemiluminescence Immunoassay (CIA)
2020-02-27 | FHST | MVista Histoplasma Ag Quantitative EIA | Z1748 | Interpretation | 59464-8 | Microbiologist review:Imp:Pt:XXX:Nar: | Quantitative Sandwich Enzyme Immunoassay (EIA)
2020-02-27 | TPIT | T-PIT Immunostain, Technical Component Only | 607890 | T-PIT IHC, Tech Only | Bill only; no re |  | Immunohistochemistry (IHC)
2020-02-27 | ADEVL | Alzheimer Disease Evaluation, Spinal Fluid | AB42P | Abeta42 | 33203-1 | Amyloid beta 42 peptide:MCnc:Pt:CSF:Qn: | Electrochemiluminescent Immunoassay (ECLIA)
2020-02-27 | ADEVL | Alzheimer Disease Evaluation, Spinal Fluid | PTABR | p-Tau/Abeta42 | 41027-4 | Tau protein/Amyloid beta 42 peptide:Ratio:Pt:CSF:Qn: | Electrochemiluminescent Immunoassay (ECLIA)
2020-02-27 | ADEVL | Alzheimer Disease Evaluation, Spinal Fluid | TTAUP | Total-Tau | 30160-6 | Tau protein:MCnc:Pt:CSF:Qn: | Electrochemiluminescent Immunoassay (ECLIA)
2020-02-27 | ADEVL | Alzheimer Disease Evaluation, Spinal Fluid | ADINT | AD Interpretation | 69048-7 | Immunologist review:Imp:Pt:XXX:Nar: | Electrochemiluminescent Immunoassay (ECLIA)
2020-02-27 | ADEVL | Alzheimer Disease Evaluation, Spinal Fluid | PTAUP | Phospho-Tau(181P) | 72260-3 | Tau protein.phosphorylated 181:MCnc:Pt:CSF:Qn:IA | Electrochemiluminescent Immunoassay (ECLIA)
2020-02-26 | DSGAB | Desmoglein 1 (DSG1) and Desmoglein 3 (DSG3), IgG Antibodies, Serum | 606818 | DSG 1 | 94336-5 | Desmoglein 1 Ab.IgG:ACnc:Pt:Ser:Qn:IA | Enzyme-Linked Immunosorbent Assay (ELISA)
2020-02-26 | DSGAB | Desmoglein 1 (DSG1) and Desmoglein 3 (DSG3), IgG Antibodies, Serum | 606819 | DSG 3 | 94337-3 | Desmoglein 3 Ab.IgG:ACnc:Pt:Ser:Qn:IA | Enzyme-Linked Immunosorbent Assay (ELISA)
2020-02-26 | LCMSP | Microsporidia species, Molecular Detection, PCR, Varies | 36744 | Encephalitozoon species | 94333-2 | Encephalitozoon sp 18S rRNA gene:PrThr:Pt:XXX:Ord:Non-probe.amp.tar | Real-Time Polymerase Chain Reaction (PCR)/DNA Probe Hybridization
2020-02-26 | FEBGP | Exotic Bird Panel IgG | Z5631 | Canary Feathers IgG | 58916-8 | Canary feather Ab.IgG:MCnc:Pt:Ser:Qn: | Enzyme immunoassay (FEIA)
2020-02-26 | FMME | Mahi Mahi IgE | Z3886 | Mahi Mahi IgE | 82570-3 | Coryphaena hippurus Ab.IgE:ACnc:Pt:Ser:Qn: | ImmunoCAP FEIA
2020-02-25 | GD65C | Glutamic Acid Decarboxylase (GAD65) Antibody Assay, Spinal Fluid | 21702 | GAD65 Ab Assay, CSF | 94359-7 | Glutamate decarboxylase 65 Ab.IgG+IgM:SCnc:Pt:CSF:Qn:IA | Radioimmunoassay (RIA)
2020-02-24 | TFNAB | Thyroglobulin, Tumor Marker, Fine-Needle Aspiration Biopsy Needle Wash | TFNA4 | Thyroglobulin, FNAB, Non Lymph Node | 53922-1 | Thyroglobulin:MCnc:Pt:Tiss.FNA:Qn: | Immunoenzymatic Assay
2020-02-24 | NPM1Q | Nucleophosmin (NPM1) Mutation Analysis, Varies | MP053 | Specimen Type | 31208-2 | Specimen source:Prid:Pt:XXX:Nom: | RNA: Reverse-Transcription Quantitative PCR (RT-qPCR) DNA: Polymerase Chain Reaction (PCR) with Fragment Analysis by Capillary Gel Electrophoresis
2020-02-24 | FFX3F | Factor XIII, Functional | FFX3F | Factor XIII, Functional | 27815-0 | Coagulation factor XIII activity actual/Normal:RelCCnc:Pt:PPP:Qn:Chromo | Chromogenic
2020-02-21 | TFNAB | Thyroglobulin, Tumor Marker, Fine-Needle Aspiration Biopsy Needle Wash | TFNA3 | Thyroglobulin, FNAB, Lymph Node | 53920-5 | Thyroglobulin:MCnc:Pt:Lymph node.FNA:Qn: | Immunoenzymatic Assay
2020-02-21 | TFNAB | Thyroglobulin, Tumor Marker, Fine-Needle Aspiration Biopsy Needle Wash | TFNA6 | Lymph Node (LN) or Non-LN Source | 31208-2 | Specimen source:Prid:Pt:XXX:Nom: | Immunoenzymatic Assay
2020-02-21 | TFNAB | Thyroglobulin, Tumor Marker, Fine-Needle Aspiration Biopsy Needle Wash | TFNA5 | Thyroglobulin, FNAB, Interpretation | 69053-7 | Endocrinologist review:Imp:Pt:XXX:Nar: | Immunoenzymatic Assay
2020-02-21 | TFNAB | Thyroglobulin, Tumor Marker, Fine-Needle Aspiration Biopsy Needle Wash | TFNA7 | Site Location | 39111-0 | Body site:Anat:Pt:^Patient:Nom: | Immunoenzymatic Assay
2020-02-21 | SUAC | Succinylacetone, Blood Spot | 607629 | Succinylacetone | 53231-7 | Succinylacetone:SCnc:Pt:Bld.dot:Qn: | Liquid Chromatography Tandem Mass Spectrometry (LC-MS/MS)
2020-02-21 | SUAC | Succinylacetone, Blood Spot | 607630 | Tyrosine | 35571-9 | Tyrosine:SCnc:Pt:Bld.dot:Qn: | Liquid Chromatography Tandem Mass Spectrometry (LC-MS/MS)
2020-02-21 | NPM1Q | Nucleophosmin (NPM1) Mutation Analysis, Varies | 605098 | Interpretation | 59466-3 | Hematologist review:Imp:Pt:XXX:Nar: | RNA: Reverse-Transcription Quantitative PCR (RT-qPCR) DNA: Polymerase Chain Reaction (PCR) with Fragment Analysis by Capillary Gel Electrophoresis
2020-02-21 | NPM1Q | Nucleophosmin (NPM1) Mutation Analysis, Varies | 605262 | Signing Pathologist | 19139-5 | Pathologist name:Pn:Pt:Provider:Nom: | RNA: Reverse-Transcription Quantitative PCR (RT-qPCR) DNA: Polymerase Chain Reaction (PCR) with Fragment Analysis by Capillary Gel Electrophoresis
2020-02-19 | PCPDS | Plasma Cell Proliferative Disorder, High Risk with Reflex Probes, Diagnostic FISH Evaluation, Bone Marrow | 606085 | Source | 39111-0 | Body site:Anat:Pt:^Patient:Nom: | PCPDS, PCPDB: Fluorescence In Situ Hybridization (FISH) CSPCF: Flow Cytometric Cell Selection
2020-02-18 | TALDO | Polyols, Quantitative, Urine | 35829 | Interpretation (TALDO) | 74448-2 | Sugars and polyols pattern:Imp:Pt:Urine:Nom: | Gas Chromatography Mass Spectrometry (GC-MS)
2020-02-12 | RSVAB | Respiratory Syncytial Virus (RSV) In Situ Hybridization, Technical Component Only | 601949 | Resp Syncytial Virus(RSV)ISH,T Only | Bill only; no re |  | In Situ Hybridization (ISH)
2020-02-12 | PBORB | Lyme Disease, Molecular Detection, PCR, Blood | 56080 | B. burgdorferi PCR, B | 94247-4 | Borrelia burgdorferi oppA2 gene:PrThr:Pt:Bld:Ord:Non-probe.amp.tar | Real-Time Polymerase Chain Reaction (PCR)/DNA Probe Hybridization
2020-02-12 | PBORB | Lyme Disease, Molecular Detection, PCR, Blood | 38290 | B. mayonii PCR, B | 94248-2 | Borrelia mayonii oppA2 gene:PrThr:Pt:Bld:Ord:Non-probe.amp.tar | Real-Time Polymerase Chain Reaction (PCR)/DNA Probe Hybridization
2020-02-11 | ALAD | Aminolevulinic Acid Dehydratase, Whole Blood | 606468 | Reviewed By | 18771-6 | Provider.signing name:Pn:Pt:Report:Nom: | Enzymatic End point/Spectrofluorometric
2020-02-11 | ALADW | Aminolevulinic Acid Dehydratase, Washed Erythrocytes | 606469 | Reviewed By | 18771-6 | Provider.signing name:Pn:Pt:Report:Nom: | Enzymatic End point/Spectrofluorometric
2020-02-11 | PBGD_ | Porphobilinogen Deaminase, Whole Blood | 606470 | Reviewed By | 18771-6 | Provider.signing name:Pn:Pt:Report:Nom: | Enzymatic End Point/Spectrofluorometric
2020-02-11 | PBGDW | Porphobilinogen Deaminase, Washed Erythrocytes | 606471 | Reviewed By | 18771-6 | Provider.signing name:Pn:Pt:Report:Nom: | Enzymatic End Point/Spectrofluorometric
2020-02-11 | FHZCP | Hazelnut Component Panel | Z5641 | Hazelnut Component rCor a 1 | 69421-6 | Corylus avellana recombinant (rCor a) 1 Ab.IgE:ACnc:Pt:Ser:Qn: | ImmunoCAP FEIA
2020-02-11 | FHZCP | Hazelnut Component Panel | Z5643 | Hazelnut Component rCor a 8 | 58753-5 | Corylus avellana recombinant (rCor a) 8 Ab.IgE:ACnc:Pt:Ser:Qn: | ImmunoCAP FEIA
2020-02-11 | FHZCP | Hazelnut Component Panel | Z5645 | Hazelnut Component rCor a 9 | 65765-0 | Corylus avellana native (nCor a) 9 Ab.IgE:ACnc:Pt:Ser:Qn: | ImmunoCAP FEIA
2020-02-11 | TOPSU | Targeted Opioid Screen, Random, Urine | 42353 | Buprenorphine | 93494-3 | Buprenorphine:PrThr:Pt:Urine:Ord:Screen | Only orderable as part of profile. For more information see: -CSMPU / Controlled Substance Monitoring Panel, Random, Urine -ADMPU / Addiction Medicine Profile with Reflex, 22 Drug Classes, High Resolution Mass Spectrometry and Immunoassay Screen, Random, Urine -CSMEU / Controlled Substance Monitoring Enhanced Profile with Reflex, 21 Drug Classes, High Resolution Mass Spectrometry and Immunoassay Screen, Random, Urine -CSMTU / Controlled Substance Monitoring Targeted Profile, 17 Drug Classes, Mass Spectrometry, Random, Urine -TOSU / Targeted Opioid Screen, Random, Urine Liquid Chromatography Tandem Mass Spectrometry, High-Resolution Accurate Mass (LC-MS/MS HRAM)
2020-02-11 | TOPSU | Targeted Opioid Screen, Random, Urine | 42345 | EDDP | 93495-0 | 2-Ethylidene-1,5-Dimethyl-3,3-Diphenylpyrrolidine:PrThr:Pt:Urine:Ord:Screen | Only orderable as part of profile. For more information see: -CSMPU / Controlled Substance Monitoring Panel, Random, Urine -ADMPU / Addiction Medicine Profile with Reflex, 22 Drug Classes, High Resolution Mass Spectrometry and Immunoassay Screen, Random, Urine -CSMEU / Controlled Substance Monitoring Enhanced Profile with Reflex, 21 Drug Classes, High Resolution Mass Spectrometry and Immunoassay Screen, Random, Urine -CSMTU / Controlled Substance Monitoring Targeted Profile, 17 Drug Classes, Mass Spectrometry, Random, Urine -TOSU / Targeted Opioid Screen, Random, Urine Liquid Chromatography Tandem Mass Spectrometry, High-Resolution Accurate Mass (LC-MS/MS HRAM)
2020-02-10 | ETV6F | ETV6 (12p13.2) Rearrangement, FISH, Tissue | 46842 | Source | 39111-0 | Body site:Anat:Pt:^Patient:Nom: | Fluorescence In Situ Hybridization (FISH)
2020-02-07 | FGTIA | Tiagabine (Gabitril), Serum | Z4403 | Tiagabine | 21565-7 | tiaGABine:MCnc:Pt:Ser/Plas:Qn: | Liquid Chromatography/Tandem Mass Spectrometry (LC/MS/MS)
2020-02-07 | FFVOX | Fluvoxamine (Luvox) | FFVOX | Fluvoxamine (Luvox) | 10988-4 | fluvoxaMINE:MCnc:Pt:Ser/Plas:Qn: | High Performance Liquid Chromatography with Ultraviolet Detection; (HPLC-UV)
2020-02-07 | PBR | Phenobarbital, Serum | PBR | Phenobarbital, S | 3948-7 | PHENobarbital:MCnc:Pt:Ser/Plas:Qn: | Kinetic Interaction of Microparticles in a Solution (KIMS)
2020-02-07 | CLOBZ | Clobazam and Metabolite, Serum | 65483 | Clobazam | 3487-6 | cloBAZam:MCnc:Pt:Ser/Plas:Qn: | Liquid Chromatography Tandem Mass Spectrometry (LC-MS/MS)
2020-02-07 | TYRBS | Tyrosinemia Follow Up Panel, Blood Spot | 607553 | Tyrosine | 35571-9 | Tyrosine:SCnc:Pt:Bld.dot:Qn: | Liquid Chromatography Tandem Mass Spectrometry (LC-MS/MS)
2020-02-07 | TYRBS | Tyrosinemia Follow Up Panel, Blood Spot | 607554 | Phenylalanine | 29573-3 | Phenylalanine:SCnc:Pt:Bld.dot:Qn: | Liquid Chromatography Tandem Mass Spectrometry (LC-MS/MS)
2020-02-07 | TYRBS | Tyrosinemia Follow Up Panel, Blood Spot | 607555 | Methionine | 47700-0 | Methionine:SCnc:Pt:Bld.dot:Qn: | Liquid Chromatography Tandem Mass Spectrometry (LC-MS/MS)
2020-02-07 | TYRBS | Tyrosinemia Follow Up Panel, Blood Spot | 607556 | Succinylacetone | 53231-7 | Succinylacetone:SCnc:Pt:Bld.dot:Qn: | Liquid Chromatography Tandem Mass Spectrometry (LC-MS/MS)
2020-02-07 | TYRBS | Tyrosinemia Follow Up Panel, Blood Spot | 607557 | Nitisinone | 85098-2 | Nitisinone:SCnc:Pt:Bld.dot:Qn:LC/MS/MS | Liquid Chromatography Tandem Mass Spectrometry (LC-MS/MS)
2020-02-07 | CRPCR | Carbapenem Resistance Genes, Molecular Detection, PCR, Rectal Swab | IMPCR | IMP Resistance Gene | 85498-4 | Bacterial carbapenem resistance blaIMP gene:PrThr:Pt:Isolate/Specimen:Ord:Molgen | Real-Time Polymerase Chain Reaction (RT-PCR)
2020-02-07 | CRPCR | Carbapenem Resistance Genes, Molecular Detection, PCR, Rectal Swab | KPPCR | KPC Resistance Gene | 49617-4 | Bacterial carbapenem resistance blaKPC gene:PrThr:Pt:Isolate/Specimen:Ord:Molgen | Real-Time Polymerase Chain Reaction (RT-PCR)
2020-02-07 | CRPCR | Carbapenem Resistance Genes, Molecular Detection, PCR, Rectal Swab | NDMCR | NDM Resistance Gene | 73982-1 | Bacterial carbapenem resistance blaNDM gene:PrThr:Pt:Isolate/Specimen:Ord:Molgen | Real-Time Polymerase Chain Reaction (RT-PCR)
2020-02-07 | CRPCR | Carbapenem Resistance Genes, Molecular Detection, PCR, Rectal Swab | OXACR | OXA-48-like Resistance Gene | 85503-1 | Bacterial carbapenem resistance blaOXA-48 gene:PrThr:Pt:Isolate/Specimen:Ord:Molgen | Real-Time Polymerase Chain Reaction (RT-PCR)
2020-02-07 | CRPCR | Carbapenem Resistance Genes, Molecular Detection, PCR, Rectal Swab | VIMCR | VIM Resistance Gene | 85501-5 | Bacterial carbapenem resistance blaVIM gene:PrThr:Pt:Isolate/Specimen:Ord:Molgen | Real-Time Polymerase Chain Reaction (RT-PCR)
2020-02-04 | TYRBS | Tyrosinemia Follow Up Panel, Blood Spot | 607552 | Reviewed By | 18771-6 | Provider.signing name:Pn:Pt:Report:Nom: | Liquid Chromatography Tandem Mass Spectrometry (LC-MS/MS)
2020-02-04 | TYRBS | Tyrosinemia Follow Up Panel, Blood Spot | BG722 | Reason for Referral | 42349-1 | Reason for referral:Find:Pt:^Patient:Nar: | Liquid Chromatography Tandem Mass Spectrometry (LC-MS/MS)
2020-02-04 | FBMO | MVista Blastomyces Quantitative Antigen, Fluid | Z5523 | Specimen Type | 31208-2 | Specimen source:Prid:Pt:XXX:Nom: | Quantitative Sandwich Enzyme Immunoassay (EIA)
2020-02-03 | FCOKE | Cocaine Analysis - Whole Blood | Z4826 | Cocaine and Metabolite | 73823-7 | Cocaine+Benzoylecgonine:PrThr:Pt:Ser/Plas/Bld:Ord:Screen | Immunoassay (IA) Gas Chromatography with mass spectrometry (GC/MS); confirmation
2020-02-03 | TOPSU | Targeted Opioid Screen, Random, Urine | 42332 | Hydromorphone-3-beta-glucuronide | 89309-9 | HYDROmorphone-3-glucuronide:PrThr:Pt:Urine:Ord:Screen | Only orderable as part of profile. For more information see: -CSMPU / Controlled Substance Monitoring Panel, Random, Urine -ADMPU / Addiction Medicine Profile with Reflex, 22 Drug Classes, High Resolution Mass Spectrometry and Immunoassay Screen, Random, Urine -CSMEU / Controlled Substance Monitoring Enhanced Profile with Reflex, 21 Drug Classes, High Resolution Mass Spectrometry and Immunoassay Screen, Random, Urine -CSMTU / Controlled Substance Monitoring Targeted Profile, 17 Drug Classes, Mass Spectrometry, Random, Urine -TOSU / Targeted Opioid Screen, Random, Urine Liquid Chromatography Tandem Mass Spectrometry, High-Resolution Accurate Mass (LC-MS/MS HRAM)
2020-02-03 | TOPSU | Targeted Opioid Screen, Random, Urine | 42336 | Oxymorphone-3-beta-glucuronide | 89301-6 | oxyMORphone-3-glucuronide:PrThr:Pt:Urine:Ord:Screen | Only orderable as part of profile. For more information see: -CSMPU / Controlled Substance Monitoring Panel, Random, Urine -ADMPU / Addiction Medicine Profile with Reflex, 22 Drug Classes, High Resolution Mass Spectrometry and Immunoassay Screen, Random, Urine -CSMEU / Controlled Substance Monitoring Enhanced Profile with Reflex, 21 Drug Classes, High Resolution Mass Spectrometry and Immunoassay Screen, Random, Urine -CSMTU / Controlled Substance Monitoring Targeted Profile, 17 Drug Classes, Mass Spectrometry, Random, Urine -TOSU / Targeted Opioid Screen, Random, Urine Liquid Chromatography Tandem Mass Spectrometry, High-Resolution Accurate Mass (LC-MS/MS HRAM)
2020-02-03 | FD10S | Drugs of Abuse Screen, Serum | Z5246 | Cocaine/Metabolites | 73823-7 | Cocaine+Benzoylecgonine:PrThr:Pt:Ser/Plas/Bld:Ord:Screen | Enzyme-Linked Immunosorbent Assay (ELISA)
2020-02-03 | FDA1S | Drugs of Abuse (10 panel) and Alcohol Screen, Serum | Z5537 | Cocaine/Metabolites | 73823-7 | Cocaine+Benzoylecgonine:PrThr:Pt:Ser/Plas/Bld:Ord:Screen | Enzyme-Linked Immunosorbent Assay (ELISA) Headspace Gas Chromatography (GC)
2020-02-03 | FDFEN | Dog Fennel (Anthemis cotula) IgE | Z5606 | Dog Fennel (Anthemis cotula) IgE | 7287-6 | Anthemis cotula Ab.IgE:ACnc:Pt:Ser:Qn: | ImmunoCAP FEIA
2020-02-03 | MRSAP | Methicillin Resistant Staphylococcus aureus, PCR, Nasal | MRSAC | MRSA, PCR | 72887-3 | Staphylococcus aureus methicillin resistance SCCmec:PrThr:Pt:Nose:Ord:Probe.amp.tar | Real-Time Polymerase Chain Reaction (PCR)
2020-02-03 | FART | Artichoke (Cynara scolymus) IgE | Z3864 | Artichoke | 7094-6 | Cynara scolymus Ab.IgE:ACnc:Pt:Ser:Qn: | Enzyme Immunoassay (EIA)
2020-02-03 | FNSVG | Vaginitis (VG), NuSwab | Z4735 | Atopobium vaginae | 69565-0 | Atopobium vaginae DNA:PrThr:Pt:Vag:Ord:Probe.amp.tar | Nucleic acid amplification (NAA)
2020-02-03 | FNSVG | Vaginitis (VG), NuSwab | Z4737 | Megasphaera 1 | 69567-6 | Megasphaera sp type 1 DNA:PrThr:Pt:Vag:Ord:Probe.amp.tar | Nucleic acid amplification (NAA)
2020-02-03 | FNSVG | Vaginitis (VG), NuSwab | Z4738 | Candida albicans, NAA | 69562-7 | Candida albicans DNA:PrThr:Pt:Vag:Ord:Probe.amp.tar | Nucleic acid amplification (NAA)
2020-02-03 | FNSVG | Vaginitis (VG), NuSwab | Z4739 | Candida glabrata, NAA | 69563-5 | Candida glabrata DNA:PrThr:Pt:Vag:Ord:Probe.amp.tar | Nucleic acid amplification (NAA)
2020-02-03 | QFT4 | QuantiFERON-TB Gold Plus, Blood | QFTQ2 | QuantiFERON-Tb Gold Plus Result | 71773-6 | Mycobacterium tuberculosis stimulated gamma interferon:Imp:Pt:Bld:Ord: | Chemiluminescence Immunoassay (CLIA)/Enzyme-Linked Immunosorbent Assay (ELISA) as appropriate
2020-02-03 | HITIG | Heparin-PF4 IgG Antibody, Serum | 46915 | HIT ELISA | 73818-7 | Platelet factor 4 heparin complex induced Ab.IgG:OD:Pt:Ser/Plas:Qn:IA | Enzyme-Linked Immunosorbent Assay (ELISA)
2020-02-03 | FBBLE | Bass Black (Sea Bass) (Centropristis striata) IgE | Z3076 | Bass Black IgE | Not Provided | Micropterus salmoides Ab.IgE:ACnc:Pt:Ser:Qn: | Enzyme Immunoassay (EIA)
2020-02-03 | TOXGP | Toxoplasma gondii Antibody, IgG, Serum | DEXG6 | Toxoplasma IgG Value | 8039-0 | Toxoplasma gondii Ab.IgG:ACnc:Pt:Ser:Qn: | Multiplex Flow Immunoassay (MFI)
2020-02-03 | AAPD | Amino Acids, Quantitative, Random, Urine | 3455 | Serine | 30058-2 | Serine/Creatinine:Ratio:Pt:Urine:Qn: | Liquid Chromatography Tandem Mass Spectrometry (LC-MS/MS) Portions of this test are covered by patents held by Quest Diagnostics
2020-02-03 | FOLBG | Olive Black IgG | FOLBG | Olive Black IgG | 78697-0 | Olea europaea Ab.IgG:MCnc:Pt:Ser:Qn: | Enzyme Immunoassay (FEIA)
2020-02-03 | FMSS2 | Maternal Serum Screening, Integrated, Specimen #2, Alpha Fetoprotein, Hcg, Estriol, and Inhibin A | Z5187 | Estimated Due Date | 11778-8 | Delivery date:Date:Pt:^Patient:Qn:Clinical.estimated | Quantitative Chemiluminescent Immunoassay
2020-02-03 | PSAFT | Prostate-Specific Antigen (PSA), Total and Free, Serum | TPSA | Total PSA | 83112-3 | Prostate specific Ag:MCnc:Pt:Ser/Plas:Qn:IA | Electrochemiluminescent Immunoassay (ECLIA)
2020-02-03 | MHRP | Metamycoplasma hominis, Molecular Detection, PCR, Varies | 32536 | Mycoplasma hominis PCR | 68546-1 | Mycoplasma hominis DNA:PrThr:Pt:XXX:Ord:Probe.amp.tar | Real-Time Polymerase Chain Reaction (PCR) using LightCycler and Fluorescent Resonance Energy Transfer (FRET)
2020-02-03 | MHPRP | Metamycoplasma hominis, Molecular Detection, PCR, Plasma | 44134 | Mycoplasma hominis PCR, P | 68546-1 | Mycoplasma hominis DNA:PrThr:Pt:XXX:Ord:Probe.amp.tar | Real-Time Polymerase Chain Reaction (PCR) using LightCycler and Fluorescent Resonance Energy Transfer (FRET)
2020-02-03 | FBFPI | Bird Fancier's Precipitin Panel I | Z3897 | Pigeon/Dove Serum Gel Diffusion | 6733-0 | Pigeon serum Ab:PrThr:Pt:Ser:Ord:Immune diffusion | Gel Diffusion
2020-02-03 | FMNPP | Motor Neuropathy Panel | Z4542 | GM1 Antibodies, IgG-IgM | 63244-8 | Ganglioside GM1 Ab.IgG+IgM:PrThr:Pt:Ser:Ord:IA | Semi-Quantitative Enzyme-Linked Immunosorbent Assay Quantitative Immunoturbidimetry Quantitative Capillary Electrophoresis Qualitative Immunofixation Electrophoresis Colorimetric Assay
2020-02-03 | PLSD | Lysosomal and Peroxisomal Disorders Screen, Blood Spot | 34814 | Galactocerebrosidase | 62310-8 | Galactosylceramidase:CCnc:Pt:Bld.dot:Qn: | Flow Injection Analysis Tandem Mass Spectrometry (MS/MS)
2020-02-03 | FOAKE | Oak Live (Quercus virginiana) IgE | Z4118 | Oak Live (Quercus virginiana) IgE | 6164-8 | Quercus virginiana Ab.IgE:ACnc:Pt:Ser:Qn: | ImmunoCAP FEIA
2020-02-03 | GDOM | Glycyphagus domesticus, IgE, Serum | GDOM | Glycyphagus Domesticus, IgE | 6126-7 | Glycyphagus domesticus Ab.IgE:ACnc:Pt:Ser:Qn: | Fluorescence Enzyme Immunoassay (FEIA)
2020-02-03 | FSUNG | Sunflower Seed IgG | FSUNG | Sunflower Seed IgG | 60407-4 | Helianthus annuus seed Ab.IgG:MCnc:Pt:Ser:Qn: | Enzyme Immunoassay (FEIA)
2020-02-03 | FCELG | Celery IgG | FCELG | Celery IgG | 60363-9 | Apium graveolens Ab.IgG:MCnc:Pt:Ser:Qn: | Enzyme Immunoassay (FEIA)
2020-02-03 | TTIGS | Tetanus Toxoid IgG Antibody, Serum | DEXTG | Tetanus IgG Value | 53935-3 | Clostridium tetani toxoid Ab.IgG:ACnc:Pt:Ser/Plas:Qn:IA | Enzyme Immunoassay (EIA)
2020-02-03 | MYCOM | Mycoplasma pneumoniae Antibodies, IgM, Serum | MYCOM | M. pneumoniae Ab, IgM, S | 5257-1 | Mycoplasma pneumoniae Ab.IgM:PrThr:Pt:Ser:Ord:IA | Only orderable as part of a profile. For more information see MYCO / Mycoplasma pneumoniae Antibodies, IgG and IgM, Serum. Enzyme Immunoassay (EIA)
2020-02-03 | ASO | Antistrep-O Titer, Serum | ASO | Antistrep-O Titer, S | 5370-2 | Streptolysin O Ab:ACnc:Pt:Ser/Plas:Qn: | Nephelometry
2020-02-03 | BAIPD | Bile Acids for Peroxisomal Disorders, Serum | 41450 | Total Ursodeoxycholic Acid | 55159-8 | Ursodeoxycholate:SCnc:Pt:Ser/Plas:Qn: | Liquid Chromatography Tandem Mass Spectrometry (LC-MS/MS)
2020-02-03 | FHLAA | HLA A High Resolution | Z0129 | HLA A High Resolution | 57290-9 | HLA-A:Type:Pt:Bld/Tiss:Nom:High resolution | Polymerase Chain Reaction (PCR) and Direct DNA Sequencing
2020-02-03 | FHST | MVista Histoplasma Ag Quantitative EIA | Z1747 | Result | 57766-8 | Histoplasma capsulatum Ag:MCnc:Pt:Body fld:Qn: | Quantitative Sandwich Enzyme Immunoassay (EIA)
2020-02-03 | ALB24 | Albumin, 24 Hour, Urine | RATE2 | Albumin Excretion Rate | 58448-2 | Albumin ug/min:MRat:24H:Urine:Qn:Detection limit <= 20 mg/L | Immunoturbidity
2020-02-03 | FHLCA | Immunoglobulin A (IgA) Heavy and Light Chain (HLC) Pairs, Kappa and Lambda with Ratio | Z5617 | IgA Lambda, S | 74865-7 | IgA.lambda:MCnc:Pt:Ser/Plas:Qn: | Turbidimetric
2020-02-03 | C5OHU | C5-OH Acylcarnitine, Quantitative, Random, Urine | 88830 | C5-OH Acylcarnitine, QN, U | 50091-8 | 2-methyl-3-hydroxybutyrylcarnitine (C5-OH)/Creatinine:SRto:Pt:Urine:Qn: | Flow Injection Analysis-Tandem Mass Spectrometry (FIA-MS/MS)
2020-02-03 | FPHIV | Phenosense HIV Drug Resistance Replication Capacity | Z1042 | Phenosense HIV | Unable to Verify | HIV susceptibility panel:-:Pt:Isolate:-:Phenotyping | Polymerase chain reaction (PCR) amplification and viral culture
2020-02-03 | FMSS2 | Maternal Serum Screening, Integrated, Specimen #2, Alpha Fetoprotein, Hcg, Estriol, and Inhibin A | Z5177 | MoM for DIA | 35738-4 | Inhibin A:MoM:Pt:Ser/Plas:Qn: | Quantitative Chemiluminescent Immunoassay
2020-02-03 | FDGTX | Digitoxin, Serum | FDGTX | Digitoxin | 3559-2 | Digitoxin:MCnc:Pt:Ser/Plas:Qn: | Immunoassay (IA)
2020-02-03 | FNEU | Neurotransmitter Metabolites (5HIAA, HVA, 3OMD) (CSF) | Z0850 | 3-O-methyldopa | 34596-7 | 3-O-Methyldopa:SCnc:Pt:CSF:Qn: | HPLC-Electrochemistry
2020-02-03 | CYSPR | Cyclosporine, Blood | 35143 | Cyclosporine, B | 3520-4 | cycloSPORINE:MCnc:Pt:Bld:Qn: | Liquid Chromatography Tandem Mass Spectrometry (LC-MS/MS)
2020-02-03 | PLINK | Paroxysmal Nocturnal Hemoglobinuria, PI-Linked Antigen, Blood | CK080 | PNH RBC-Partial Ag Loss | 33662-8 | Erythrocytes.CD59 deficient/100 Cells.235a:NFr:Pt:Bld:Qn: | Immunophenotyping
2020-02-03 | SEQA | Sequential Maternal Screening, Part 1, Serum | NT1 | NT | 33069-6 | Width.translucency:Len:Pt:Neck.soft tissue^Fetus:Qn:US.measured | Immunoenzymatic Assay
2020-02-03 | FADDS | Antidepressant Drug Screen, Qualitative | Z3439 | Paroxetine | Not Provided | PARoxetine:PrThr:Pt:XXX:Ord: | Immunoassay (IA) Liquid Chromatography/Tandem Mass Spectrometry (LC/MS/MS)
2020-02-03 | FMSS2 | Maternal Serum Screening, Integrated, Specimen #2, Alpha Fetoprotein, Hcg, Estriol, and Inhibin A | Z5195 | Family History of Aneuploidy | 32435-0 | Symptoms & diseases:Hx:Pt:Hereditary:Nom: | Quantitative Chemiluminescent Immunoassay
2020-02-03 | GCLIP | Phospholipid (Cardiolipin) Antibodies, IgG, Serum | GCLIP | Phospholipid Ab IgG, S | 3181-5 | Cardiolipin Ab.IgG:ACnc:Pt:Ser:Qn:IA | Enzyme-Linked Immunosorbent Assay (ELISA)
2020-02-03 | IFBA | Intrinsic Factor Blocking Antibody, Serum | IFBLA | Intrinsic Factor Blocking Ab, S | 31444-3 | Intrinsic factor blocking Ab:PrThr:Pt:Ser:Ord: | Immunoenzymatic Assay
2020-02-03 | HTLVI | Human T-Cell Lymphotropic Virus Types I and II Antibody Screen with Confirmation, Serum | 9539 | HTLV-I/-II Ab Screen, S | 29901-6 | HTLV I+II Ab:PrThr:Pt:Ser:Ord:IA | Enzyme Immunoassay (EIA)
2020-02-03 | FOBT | Fecal Occult Blood, Colorectal Cancer Screen, Qualitative, Immunochemical, Feces | FOB | Occult Blood, Fecal | 29771-3 | Hemoglobin.gastrointestinal.lower:PrThr:Pt:Stool:Ord:IA | Immunochemical
2020-02-03 | FHHV6 | Herpes Virus 6 (HHV-6) DNA, Qualitative Real-Time PCR | Z0678 | Herpes Virus 6 DNA | 29495-9 | Herpes virus 6 DNA:PrThr:Pt:XXX:Ord:Probe.amp.tar | Real-time PCR
2020-02-03 | MPRP | Mycoplasma (Mycoplasmoides) pneumoniae with Macrolide Resistance Reflex, Molecular Detection, PCR, Varies | 62394 | M. pneumoniae PCR | 29257-3 | Mycoplasma pneumoniae DNA:PrThr:Pt:XXX:Ord:Probe.amp.tar | Rapid Polymerase Chain Reaction (PCR) using Light Cycler and Fluorescent Resonance Energy Transfer (FRET)
2020-02-03 | IGFB3 | Insulin-Like Growth Factor-Binding Protein 3, Serum | IGFB3 | IGFBP-3, S | 2483-6 | Insulin-like growth factor binding protein 3:MCnc:Pt:Ser/Plas:Qn: | Enzyme-Labeled Chemiluminescent Immunometric Assay
2020-02-03 | FIMMC | Immunoglobulins, CSF Quantitative | Z2771 | Immunoglobulin M CSF | 2471-1 | IgM:MCnc:Pt:CSF:Qn: | Quantitative Immunoturbidimetry
2020-02-03 | IGA | Immunoglobulin A (IgA), Serum | IGA | Immunoglobulin A (IgA), S | 2458-8 | IgA:MCnc:Pt:Ser/Plas:Qn: | Nephelometry
2020-02-03 | IGM | Immunoglobulin M (IgM), Serum | IGM | Immunoglobulin M (IgM), S | 2472-9 | IgM:MCnc:Pt:Ser/Plas:Qn: | Nephelometry
2020-02-03 | IMMG | Immunoglobulins (IgG, IgA, and IgM), Serum | IGA | Immunoglobulin A (IgA), S | 2458-8 | IgA:MCnc:Pt:Ser/Plas:Qn: | Nephelometry
2020-02-03 | IMMG | Immunoglobulins (IgG, IgA, and IgM), Serum | IGM | Immunoglobulin M (IgM), S | 2472-9 | IgM:MCnc:Pt:Ser/Plas:Qn: | Nephelometry
2020-02-03 | IGAS | IgA Subclasses, Serum | IGA_ | IgA | 2458-8 | IgA:MCnc:Pt:Ser/Plas:Qn: | Turbidimetry
2020-02-03 | FMNPP | Motor Neuropathy Panel | Z4547 | Immunoglobulin A | 2458-8 | IgA:MCnc:Pt:Ser/Plas:Qn: | Semi-Quantitative Enzyme-Linked Immunosorbent Assay Quantitative Immunoturbidimetry Quantitative Capillary Electrophoresis Qualitative Immunofixation Electrophoresis Colorimetric Assay
2020-02-03 | FBFPI | Bird Fancier's Precipitin Panel I | Z3893 | Parakeet Serum Gel Diffusion | 24502-7 | Parakeet serum Ab:PrThr:Pt:Ser:Ord:Immune diffusion | Gel Diffusion
2020-02-03 | FBFPI | Bird Fancier's Precipitin Panel I | Z3896 | Pigeon/Dove Droppings Gel Diffusion | 24505-0 | Pigeon droppings Ab:PrThr:Pt:Ser:Ord:Immune diffusion | Gel Diffusion
2020-02-03 | FPDD | Pigeon/Dove Droppings Gel Diffusion | Z5608 | Pigeon/Dove Droppings Gel Diffusion | 24505-0 | Pigeon droppings Ab:PrThr:Pt:Ser:Ord:Immune diffusion | Gel Immunodiffusion
2020-02-03 | FABP2 | Allergic Bronchopulmonary Aspergillosis Panel II | Z3252 | A. fumigatus Mix Gel Diffusion | 23821-2 | Aspergillus fumigatus Ab:PrThr:Pt:Ser:Ord:Immune diffusion | ImmunoCAP 1000 ImmunoCAP FEIA Enzyme immunoassay (FEIA)
2020-02-03 | FBFPI | Bird Fancier's Precipitin Panel I | Z3892 | Parakeet Droppings Gel Diffusion | 24503-5 | Parakeet droppings Ab:PrThr:Pt:Ser:Ord:Immune diffusion | Gel Diffusion
2020-02-03 | MYCOG | Mycoplasma pneumoniae Antibodies, IgG, Serum | MYCOG | M. pneumoniae Ab, IgG, S | 45224-3 | Mycoplasma pneumoniae Ab.IgG:PrThr:Pt:Ser:Ord:IA | Only orderable as part of a profile. For more information see MYCO / Mycoplasma pneumoniae Antibodies, IgG and IgM, Serum. Enzyme Immunoassay (EIA)
2020-02-03 | MHBRP | Metamycoplasma hominis, Molecular Detection, PCR, Blood | 44131 | Mycoplasma hominis PCR, B | 42621-3 | Mycoplasma hominis DNA:PrThr:Pt:Bld:Ord:Probe.amp.tar | Real-Time Polymerase Chain Reaction (PCR) using LightCycler and Fluorescent Resonance Energy Transfer (FRET)
2020-02-03 | FASQN | Antidepressant Drug Screen, Ur, Quantitative | Z3365 | Trimipramine | 4084-0 | Trimipramine:PrThr:Pt:Urine:Ord: | Immunoassay (IA); Liquid Chromatography/Tandem Mass Spectrometry (LC/MS/MS)
2020-02-03 | FMSS2 | Maternal Serum Screening, Integrated, Specimen #2, Alpha Fetoprotein, Hcg, Estriol, and Inhibin A | Z5192 | Insulin Req Maternal Diabetes | 44877-9 | Insulin dependent diabetes mellitus:PrThr:Pt:^Patient:Ord: | Quantitative Chemiluminescent Immunoassay
2020-02-03 | PSA | Prostate-Specific Antigen (PSA) Diagnostic, Serum | PSA | Prostate-Specific Ag Diagnostic, S | 83112-3 | Prostate specific Ag:MCnc:Pt:Ser/Plas:Qn:IA | Electrochemiluminescent Immunoassay (ECLIA)
2020-02-03 | FFMTH | Meconium Methadone Screen with Reflex Confirmation | Z5603 | Methadone | 43595-8 | Methadone:PrThr:Pt:Meconium:Ord: | Immunoassay (IA); Chromatography/with Mass Spectrometry
2020-02-03 | FPFUZ | Phenosense Entry HIV Drug Resistance Assay | Z1041 | Phenosense Entry Fuzeon | 45182-3 | HIV phenotype:Susc:Pt:Isolate:Nom:Phenotyping | Polymerase chain reaction (PCR) amplification and viral culture.
2020-02-03 | FMSS2 | Maternal Serum Screening, Integrated, Specimen #2, Alpha Fetoprotein, Hcg, Estriol, and Inhibin A | Z5184 | Maternal Screen Interpretation | 49586-1 | First & Second trimester integrated maternal screen:Imp:Pt:^Patient:Nom: | Quantitative Chemiluminescent Immunoassay
2020-02-03 | DHR | Dihydrorhodamine Flow Cytometric Test, Blood | ANCC | Control Absolute Neutrophil Count | 85369-7 | Neutrophils:NCnc:Pt:Bld^Control:Qn:Flow cytometry | Flow Cytometry
2020-02-03 | DHRF | Dihydrorhodamine Flow Cytometric N-Formyl-Methionyl-Leucyl-Phenylalanine Test, Blood | ANCC | Control Absolute Neutrophil Count | 85369-7 | Neutrophils:NCnc:Pt:Bld^Control:Qn:Flow cytometry | Flow Cytometry
2020-02-03 | DHRP | Dihydrorhodamine Flow Cytometric Phorbol Myristate Acetate Test, Blood | ANCC | Control Absolute Neutrophil Count | 85369-7 | Neutrophils:NCnc:Pt:Bld^Control:Qn:Flow cytometry | Flow Cytometry
2020-02-03 | FD10S | Drugs of Abuse Screen, Serum | Z5248 | Cannabinoids | 8172-9 | Cannabinoids:PrThr:Pt:Ser/Plas:Ord:Screen | Enzyme-Linked Immunosorbent Assay (ELISA)
2020-02-03 | FDA1S | Drugs of Abuse (10 panel) and Alcohol Screen, Serum | Z5539 | Cannabinoids | 8172-9 | Cannabinoids:PrThr:Pt:Ser/Plas:Ord:Screen | Enzyme-Linked Immunosorbent Assay (ELISA) Headspace Gas Chromatography (GC)
2020-02-03 | ITDT | Isocyanate TDI, IgE, Serum | ITDT | Isocyanate TDI, IgE | 7431-0 | Toluene diisocyanate (TDI) Ab.IgE:ACnc:Pt:Ser:Qn: | Fluorescence Enzyme Immunoassay (FEIA)
2020-02-03 | FPAIG | Plasminogen Activator Inhibitor-1, 4G/5G Genotyping (PAI-1 Polymorphism) | Z4768 | Comments | 77202-0 | Laboratory comment:Txt:Pt:Report:Nar: | Polymerase chain reaction (PCR) and restriction fragment length polymorphism (RFLP) technologies.
2020-02-03 | BAPS | Bile Acid Profile, Serum | 35802 | Chenodeoxycholic acid | 30519-3 | Chenodeoxycholate:SCnc:Pt:Ser/Plas:Qn: | Liquid Chromatography Tandem Mass Spectrometry (LC-MS/MS)
2020-02-03 | AAPD | Amino Acids, Quantitative, Random, Urine | 3468 | Isoleucine | 30052-5 | Isoleucine/Creatinine:Ratio:Pt:Urine:Qn: | Liquid Chromatography Tandem Mass Spectrometry (LC-MS/MS) Portions of this test are covered by patents held by Quest Diagnostics
2020-02-03 | AAPD | Amino Acids, Quantitative, Random, Urine | 3469 | Leucine | 30053-3 | Leucine/Creatinine:Ratio:Pt:Urine:Qn: | Liquid Chromatography Tandem Mass Spectrometry (LC-MS/MS) Portions of this test are covered by patents held by Quest Diagnostics
2020-02-03 | AAPD | Amino Acids, Quantitative, Random, Urine | 3470 | Tyrosine | 30054-1 | Tyrosine/Creatinine:Ratio:Pt:Urine:Qn: | Liquid Chromatography Tandem Mass Spectrometry (LC-MS/MS) Portions of this test are covered by patents held by Quest Diagnostics
2020-02-03 | AAPD | Amino Acids, Quantitative, Random, Urine | 3480 | Arginine | 30062-4 | Arginine/Creatinine:Ratio:Pt:Urine:Qn: | Liquid Chromatography Tandem Mass Spectrometry (LC-MS/MS) Portions of this test are covered by patents held by Quest Diagnostics
2020-02-03 | FFTIO | Thiocyanate, Serum | Z3316 | Thiocyanate | 3002-3 | Thiocyanate:MCnc:Pt:Ser/Plas:Qn: | Spectrophotometry (SPEC)
2020-02-03 | CMVM | Cytomegalovirus (CMV) Antibodies, IgM, Serum | CMVM | Cytomegalovirus Ab, IgM, S | 24119-0 | Cytomegalovirus Ab.IgM:PrThr:Pt:Ser/Plas:Ord:IA | Multiplex Flow Immunoassay (MFI)
2020-02-03 | CTFNA | Cytology Fine-Needle Aspiration, Varies | 71644 | Adequacy Evaluation | 11552-7 | Microscopic exam:Imp:Pt:Tiss.FNA:Nom:Cytology | Light Microscopy
2020-02-03 | MSMRT | Mayo Algorithmic Approach for Stratification of Myeloma and Risk-Adapted Therapy Report, Bone Marrow | CK134 | Final Diagnosis | 22637-3 | Path report.final diagnosis:Imp:Pt:Specimen:Nar: | Flow Cytometry/DNA Content/Cell Cycle Analysis
2020-02-03 | FMSS2 | Maternal Serum Screening, Integrated, Specimen #2, Alpha Fetoprotein, Hcg, Estriol, and Inhibin A | Z5191 | Maternal Race | 21484-1 | Race:Type:Pt:^Mother:Nom: | Quantitative Chemiluminescent Immunoassay
2020-02-03 | CTU | Creatinine, 24 Hour, Urine | NCTU_ | Creatinine Concentration | 20624-3 | Creatinine:MCnc:24H:Urine:Qn: | Enzymatic Colorimetric Assay
2020-02-03 | RPRS | Rapid Plasma Reagin Screen with Reflex, Serum | RPRS | RPR Screen w/ Reflex, S | 20507-0 | Reagin Ab:PrThr:Pt:Ser:Ord:RPR | Only available as a reflex test. For more information, see SYPHT / Syphilis Total Antibody with Reflex, Serum. RPRS: Multiplex Flow Immunoassay RRPRQ: Flocculation/Agglutination RTPPA: Particle Agglutination
2020-02-03 | FDLS | Donath Landsteiner | FDLS | Donath Landsteiner | 18287-3 | Donath Landsteiner Ab:PrThr:Pt:Ser+RBC^Control:Ord: | Hemolysis
2020-02-03 | PLINK | Paroxysmal Nocturnal Hemoglobinuria, PI-Linked Antigen, Blood | CK081 | PNH RBC-Complete Ag Loss | 90738-6 | Erythrocytes.CD59 complete loss/100 Cells.235a:NFr:Pt:Bld:Qn: | Immunophenotyping
2020-02-03 | CERAM | MI-Heart Ceramides, Plasma | 42429 | Ceramide (18:0) | 93881-1 | N-Stearoylsphingosine:SCnc:Pt:Plas:Qn: | Liquid Chromatography Tandem Mass Spectrometry (LC-MS/MS)
2020-02-03 | BAPS | Bile Acid Profile, Serum | 35812 | Glycolithocholic acid | 93331-7 | Glycolithocholate:SCnc:Pt:Ser/Plas:Qn: | Liquid Chromatography Tandem Mass Spectrometry (LC-MS/MS)
2020-02-03 | BAPS | Bile Acid Profile, Serum | 35808 | Glycochenodeoxycholic acid | 93335-8 | Glycochenodeoxycholate:SCnc:Pt:Ser/Plas:Qn: | Liquid Chromatography Tandem Mass Spectrometry (LC-MS/MS)
2020-02-03 | ACRNS | Acylcarnitines, Quantitative, Serum | 92148 | Phenylacetylcarnitine | 90237-9 | Phenylacetylcarnitine (PheC2):SCnc:Pt:Ser/Plas:Qn: | Flow Injection Analysis-Tandem Mass Spectrometry (FIA-MS/MS)
2020-02-03 | NGAML | MayoComplete Acute Myeloid Leukemia, 11-Gene Panel, Varies | 43488 | Pathogenic Mutations Detected | 82939-0 | Genetic variant details:Find:Pt:Bld/Tiss:Nar:Molgen | Next-Generation Sequencing (NGS)
2020-01-31 | BAKDM | BCR/ABL1, Tyrosine Kinase Inhibitor Resistance, Kinase Domain Mutation Screen, Sanger Sequencing, Varies | MOFF | BCRABL Fusion (210, 190, 205, 230) | 55135-8 | BCR-ABL1 kinase domain targeted mutation analysis:Prid:Pt:Bld/Tiss:Nom:Molgen | Reverse Transcription Polymerase Chain Reaction (RT-PCR) with Sanger Sequencing
2020-01-31 | FMSS2 | Maternal Serum Screening, Integrated, Specimen #2, Alpha Fetoprotein, Hcg, Estriol, and Inhibin A | Z5193 | Smoking | 64234-8 | Current smoker:Find:Pt:^Patient:Ord: | Quantitative Chemiluminescent Immunoassay
2020-01-31 | F5DNA | Factor V Leiden (R506Q) Mutation, Blood | 21839 | F5DNA Interpretation | 69049-5 | Coagulation specialist review:Imp:Pt:XXX:Nar: | Direct Variant Analysis
2020-01-31 | FNSVG | Vaginitis (VG), NuSwab | Z4736 | BVAB 2 | 69566-8 | Bacterial vaginosis associated bacterium 2 DNA:PrThr:Pt:Vag:Ord:Probe.amp.tar | Nucleic acid amplification (NAA)
2020-01-31 | HCVDR | Hepatitis C Virus Genotypic Antiviral Drug Resistance, Serum | 604392 | Sofosbuvir resistance | 82382-3 | Sofosbuvir:Susc:Pt:Isolate:Ord:Genotyping | Polymerase Chain Reaction (PCR) followed by Next-Generation Sequencing
2020-01-31 | HCVDR | Hepatitis C Virus Genotypic Antiviral Drug Resistance, Serum | 604409 | Sofosbuvir resistance | 82382-3 | Sofosbuvir:Susc:Pt:Isolate:Ord:Genotyping | Polymerase Chain Reaction (PCR) followed by Next-Generation Sequencing
2020-01-31 | 1STT1 | First Trimester Maternal Screen, Serum | 26439 | Recommended Follow Up | 80615-8 | Recommended follow-up:Prid:Pt:^Patient:Nar: | Immunoenzymatic Assay
2020-01-31 | SEQA | Sequential Maternal Screening, Part 1, Serum | 29474 | Recommended Follow Up | 80615-8 | Recommended follow-up:Prid:Pt:^Patient:Nar: | Immunoenzymatic Assay
2020-01-31 | SEQB | Sequential Maternal Screening, Part 2, Serum | 29505 | Recommended Follow Up | 80615-8 | Recommended follow-up:Prid:Pt:^Patient:Nar: | Immunoenzymatic Assay
2020-01-31 | FD10S | Drugs of Abuse Screen, Serum | Z5254 | Oxycodone/Oxymorphone | 77732-6 | oxyCODONE+oxymorphone:PrThr:Pt:Ser/Plas/Bld:Ord:Screen | Enzyme-Linked Immunosorbent Assay (ELISA)
2020-01-31 | FDA1S | Drugs of Abuse (10 panel) and Alcohol Screen, Serum | Z5545 | Oxycodone/Oxymorphone | 77732-6 | oxyCODONE+oxymorphone:PrThr:Pt:Ser/Plas/Bld:Ord:Screen | Enzyme-Linked Immunosorbent Assay (ELISA) Headspace Gas Chromatography (GC)
2020-01-31 | FMSS2 | Maternal Serum Screening, Integrated, Specimen #2, Alpha Fetoprotein, Hcg, Estriol, and Inhibin A | Z5200 | Sonographer Name | 49088-8 | Sonographer name:Pn:Pt:^Patient:Nom: | Quantitative Chemiluminescent Immunoassay
2020-01-31 | FMSS2 | Maternal Serum Screening, Integrated, Specimen #2, Alpha Fetoprotein, Hcg, Estriol, and Inhibin A | Z5199 | Sonographer Certification Number | 49089-6 | Sonographer:ID:Pt:^Patient:Nom: | Quantitative Chemiluminescent Immunoassay
2020-01-31 | 1STT1 | First Trimester Maternal Screen, Serum | INTL1 | Initial or repeat testing | 86955-2 | Preliminary testing affected submission for further testing:PrThr:Pt:Specimen:Ord: | Immunoenzymatic Assay
2020-01-31 | SEQA | Sequential Maternal Screening, Part 1, Serum | INTL2 | Initial or repeat testing | 86955-2 | Preliminary testing affected submission for further testing:PrThr:Pt:Specimen:Ord: | Immunoenzymatic Assay
2020-01-31 | LAD1 | Leukocyte Adhesion Deficiency Type 1, CD11a/CD18 and CD11b/CD18 Complex Immunophenotyping, Blood | 388 | CD11b | 94267-2 | Cells.CD11b:PrThr:Pt:Bld:Ord: | Flow Cytometric Immunophenotyping Includes evaluation of markers CD11a/CD18 and CD11b/CD18.
2020-01-31 | LAD1 | Leukocyte Adhesion Deficiency Type 1, CD11a/CD18 and CD11b/CD18 Complex Immunophenotyping, Blood | 430 | CD11a | 94268-0 | Cells.CD11a:PrThr:Pt:Bld:Ord: | Flow Cytometric Immunophenotyping Includes evaluation of markers CD11a/CD18 and CD11b/CD18.
2020-01-31 | LAD1 | Leukocyte Adhesion Deficiency Type 1, CD11a/CD18 and CD11b/CD18 Complex Immunophenotyping, Blood | 431 | CD18 | 94265-6 | Cells.CD18:PrThr:Pt:Bld:Ord: | Flow Cytometric Immunophenotyping Includes evaluation of markers CD11a/CD18 and CD11b/CD18.
2020-01-31 | LAD1 | Leukocyte Adhesion Deficiency Type 1, CD11a/CD18 and CD11b/CD18 Complex Immunophenotyping, Blood | 388 | CD11b | 94267-2 | Cells.CD11b:PrThr:Pt:Bld:Ord: | Flow Cytometric Immunophenotyping
2020-01-31 | LAD1 | Leukocyte Adhesion Deficiency Type 1, CD11a/CD18 and CD11b/CD18 Complex Immunophenotyping, Blood | 430 | CD11a | 94268-0 | Cells.CD11a:PrThr:Pt:Bld:Ord: | Flow Cytometric Immunophenotyping
2020-01-31 | LAD1 | Leukocyte Adhesion Deficiency Type 1, CD11a/CD18 and CD11b/CD18 Complex Immunophenotyping, Blood | 431 | CD18 | 94265-6 | Cells.CD18:PrThr:Pt:Bld:Ord: | Flow Cytometric Immunophenotyping
2020-01-30 | CORTU | Cortisol, Free, 24 Hour, Urine | 8546 | Cortisol, U | 14158-0 | Cortisol:MRat:24H:Urine:Qn: | Liquid Chromatography Tandem Mass Spectrometry (LC-MS/MS)
2020-01-30 | COCOU | Cortisol/Cortisone, Free, 24 Hour, Urine | 8546 | Cortisol, U | 14158-0 | Cortisol:MRat:24H:Urine:Qn: | Liquid Chromatography Tandem Mass Spectrometry (LC-MS/MS)
2020-01-30 | WSPV | Wasp Venom, IgE, Serum | WSPV | Wasp Venom, IgE | 13176-3 | Wasp venom Ab.IgE:ACnc:Pt:Ser:Qn: | Fluorescence Enzyme Immunoassay (FEIA)
2020-01-30 | PAX2 | PAX2 Immunostain, Technical Component Only | 607796 | PAX2 IHC, Tech Only | Bill only; no re |  | Immunohistochemistry (IHC)
2020-01-30 | SATB2 | SATB2 Immunostain, Technical Component Only | 607601 | SATB2 IHC, Tech Only | Bill only; no re |  | Immunohistochemistry (IHC)
2020-01-29 | CTSU | Ceramide Trihexosides and Sulfatides, Random, Urine | 606148 | Interpretation | 59462-2 | Clinical biochemist review:Imp:Pt:XXX:Nar: | Matrix-Assisted Laser Desorption/Ionization Time-of-Flight Mass Spectrometry (MALDI-TOF MS)
2020-01-29 | CTSU | Ceramide Trihexosides and Sulfatides, Random, Urine | 606149 | Reviewed By | 18771-6 | Provider.signing name:Pn:Pt:Report:Nom: | Matrix-Assisted Laser Desorption/Ionization Time-of-Flight Mass Spectrometry (MALDI-TOF MS)
2020-01-29 | FASQN | Antidepressant Drug Screen, Ur, Quantitative | Z3360 | Desmethylclomipramine | 58013-4 | Norclomipramine:PrThr:Pt:Urine:Ord: | Immunoassay (IA); Liquid Chromatography/Tandem Mass Spectrometry (LC/MS/MS)
2020-01-29 | FASQN | Antidepressant Drug Screen, Ur, Quantitative | Z3362 | Desmethyldoxepin | 58014-2 | Nordoxepin:PrThr:Pt:Urine:Ord: | Immunoassay (IA); Liquid Chromatography/Tandem Mass Spectrometry (LC/MS/MS)
2020-01-29 | CYCPK | Cyclosporine, Peak, Blood | 42398 | Cyclosporine, Peak, B | 53834-8 | cycloSPORINE^peak:MCnc:Pt:Bld:Qn: | Liquid Chromatography Tandem Mass Spectrometry (LC-MS/MS)
2020-01-29 | CYCL | Cyclospora Stain, Feces | CYCL | Cyclospora Stain | 50313-6 | Cyclospora sp identified:Prid:Pt:Stool:Nom:Safranin stain | Safranin Stain
2020-01-29 | F100B | S-100B Protein, Serum | Z2708 | S-100B Protein, S | 47275-3 | S100 calcium binding protein B:MCnc:Pt:Ser:Qn: | Quantitative Enzyme-Linked Immunosorbent Assay
2020-01-29 | PINP | Procollagen I Intact N-Terminal, Serum | 61695 | Procollagen I Intact N-Terminal, S | 47255-5 | Procollagen type I.N-terminal propeptide:MCnc:Pt:Ser:Qn: | Radioimmunoassay (RIA)
2020-01-29 | MAFP1 | Alpha-Fetoprotein (AFP), Single Marker Screen, Maternal, Serum | IVFP | IVF pregnancy | 47224-1 | In vitro fertilization pregnancy:PrThr:Pt:^Patient:Ord: | Two-Site Immunoenzymatic (Sandwich) Assay
2020-01-29 | QUAD1 | Quad Screen (Second Trimester) Maternal, Serum | IVFP | IVF pregnancy | 47224-1 | In vitro fertilization pregnancy:PrThr:Pt:^Patient:Ord: | Immunoenzymatic Assay
2020-01-29 | 1STT1 | First Trimester Maternal Screen, Serum | IVF | IVF | 47224-1 | In vitro fertilization pregnancy:PrThr:Pt:^Patient:Ord: | Immunoenzymatic Assay
2020-01-29 | SEQA | Sequential Maternal Screening, Part 1, Serum | IVF1 | IVF | 47224-1 | In vitro fertilization pregnancy:PrThr:Pt:^Patient:Ord: | Immunoenzymatic Assay
2020-01-29 | SEQB | Sequential Maternal Screening, Part 2, Serum | 29888 | IVF | 47224-1 | In vitro fertilization pregnancy:PrThr:Pt:^Patient:Ord: | Immunoenzymatic Assay
2020-01-29 | CYCPK | Cyclosporine, Peak, Blood | DOSEC | Dose, mg | 4207-7 | cycloSPORINE:Mass:Pt:Dose:Qn: | Liquid Chromatography Tandem Mass Spectrometry (LC-MS/MS)
2020-01-29 | FDIRU | Diuretic Screen, Urine | Z2599 | Hydrochlorothiazide | 3676-4 | hydroCHLOROthiazide:PrThr:Pt:Urine:Ord: | High Performance Liquid Chromatography with Ultraviolet Detection; (HPLC-UV)
2020-01-29 | FOPIA | Opiates, Serum or Plasma, Quantitative | Z4431 | Hydromorphone, S/P, Quant | 3683-0 | HYDROmorphone:MCnc:Pt:Ser/Plas:Qn: | Quantitative Liquid Chromatography-Tandem Mass Spectrometry
2020-01-29 | FDIRU | Diuretic Screen, Urine | Z2598 | Furosemide | 3660-8 | Furosemide:PrThr:Pt:Urine:Ord: | High Performance Liquid Chromatography with Ultraviolet Detection; (HPLC-UV)
2020-01-29 | FENTS | Fentanyl, Serum | 31830 | Fentanyl | 3636-8 | fentaNYL:MCnc:Pt:Ser/Plas:Qn: | Liquid Chromatography Tandem Mass Spectrometry (LC-MS/MS)
2020-01-29 | MMLSG | Antimicrobial Susceptibility, Acid-Fast Bacilli, Slowly Growing, Varies | MMLSG | Susc, AFB, Slowly Growing | 29579-0 | Mycobacterial susceptibility panel:-:Pt:Isolate:OrdQn:Method for Slow-growing mycobacteria | Microtiter Broth Dilution
2020-01-29 | TB1LN | Antimicrobial Susceptibility, Mycobacterium tuberculosis Complex, First Line, Varies | TB1LN | Susceptibility, Mtb Complex, 1 Line | 29579-0 | Mycobacterial susceptibility panel:-:Pt:Isolate:OrdQn:Method for Slow-growing mycobacteria | Broth Dilution at Critical Drug Concentrations
2020-01-29 | TB2LN | Susceptibility, Mycobacterium tuberculosis Complex, Second Line, Varies | TB2LN | Susceptibility, Mtb Complex, 2 Line | 29579-0 | Mycobacterial susceptibility panel:-:Pt:Isolate:OrdQn:Method for Slow-growing mycobacteria | Minimum Inhibitory Concentration (MIC) by Microtiter Broth Dilution Method
2020-01-29 | MMLRG | Antimicrobial Susceptibility, Acid-Fast Bacilli, Rapidly Growing, Varies | MMLRG | Susc, AFB, Rapidly Growing | 29579-0 | Mycobacterial susceptibility panel:-:Pt:Isolate:OrdQn:Method for Slow-growing mycobacteria | Minimum Inhibitory Concentration (MIC) by Microtiter Broth Dilution Method
2020-01-29 | FASQN | Antidepressant Drug Screen, Ur, Quantitative | Z3366 | Paroxetine | 27109-8 | PARoxetine:PrThr:Pt:Urine:Ord: | Immunoassay (IA); Liquid Chromatography/Tandem Mass Spectrometry (LC/MS/MS)
2020-01-29 | SEQB | Sequential Maternal Screening, Part 2, Serum | 601807 | Initial or repeat testing | 89231-5 | Initial evaluation note:Find:Pt:{Setting}:Doc:Obstetrics | Immunoenzymatic Assay
2020-01-29 | FMSS2 | Maternal Serum Screening, Integrated, Specimen #2, Alpha Fetoprotein, Hcg, Estriol, and Inhibin A | Z5194 | Family Hx Neural Tube Defect | 8670-2 | History of family member diseases:Hx:Pt:^Family member:Nom: | Quantitative Chemiluminescent Immunoassay
2020-01-29 | APGH | Alpha-Subunit Pituitary Tumor Marker, Serum | 9003 | AlphaSubunit Pituitary Tumor Marker | 14170-5 | Pituitary glycoprotein hormone.alpha subunit:MCnc:Pt:Ser:Qn: | Immunochemiluminescent Assay
2020-01-29 | SFINC | CSF IgG Index, Spinal Fluid | SRATE | Synthesis Rate, CSF | 14116-8 | IgG synthesis rate:MRat:Pt:Ser+CSF:Qn:Calculated | Only orderable as part of a profile. For more information see SFIN / Cerebrospinal Fluid (CSF) IgG Index, Serum and Spinal Fluid. Nephelometry
2020-01-29 | CDAU7 | Drug Abuse Survey with Confirmation, Panel 9, Random, Urine | 2578 | Phencyclidine | 18392-1 | Phencyclidine:PrThr:Pt:Urine:Ord:Confirm | Enzymatic Assay/Immunoassay ETOH: Headspace Gas Chromatography with Flame Ionization Detector (HSGC-FID)
2020-01-29 | MAFP1 | Alpha-Fetoprotein (AFP), Single Marker Screen, Maternal, Serum | 10054 | EDD by U/S scan | 11781-2 | Delivery date:Date:Pt:^Patient:Qn:US.composite.estimated | Two-Site Immunoenzymatic (Sandwich) Assay
2020-01-29 | QUAD1 | Quad Screen (Second Trimester) Maternal, Serum | 10054 | EDD by U/S scan | 11781-2 | Delivery date:Date:Pt:^Patient:Qn:US.composite.estimated | Immunoenzymatic Assay
2020-01-29 | FMELA | Melatonin, Plasma | Z3521 | Melatonin | 11055-1 | Melatonin:MCnc:Pt:Ser/Plas:Qn: | High Performance Liquid Chromatography/Tandem Mass Spectrometry (LC-MS/MS)
2020-01-29 | FMSS2 | Maternal Serum Screening, Integrated, Specimen #2, Alpha Fetoprotein, Hcg, Estriol, and Inhibin A | Z5180 | Nuchal Translucency (NT) | 12146-7 | Thickness:Len:Pt:Nuchal fold^Fetus:Qn:US.measured | Quantitative Chemiluminescent Immunoassay
2020-01-29 | FMSS2 | Maternal Serum Screening, Integrated, Specimen #2, Alpha Fetoprotein, Hcg, Estriol, and Inhibin A | Z5182 | Nuchal Translucency (NT), Twin B | 12146-7 | Thickness:Len:Pt:Nuchal fold^Fetus:Qn:US.measured | Quantitative Chemiluminescent Immunoassay
2020-01-29 | UNHB | Unstable Hemoglobin, Blood | 9095 | Hb Stability, B | 4639-1 | Hemoglobin.unstable:PrThr:Pt:RBC:Ord: | Only orderable as part of a profile or as a reflex. For more information see HAEVP / Hemolytic Anemia Evaluation; or HBELC / Hemoglobin Electrophoresis Cascade, Blood; or THEVP / Thalassemia and Hemoglobinopathy Evaluation; or REVE / Erthrocytosis Evaluation; or MEVP / Methemoglobinemia Evaluation.
2020-01-29 | FMSS2 | Maternal Serum Screening, Integrated, Specimen #2, Alpha Fetoprotein, Hcg, Estriol, and Inhibin A | Z5181 | MoM for NT | 49035-9 | Thickness:MoM:Pt:Nuchal fold^Fetus:Qn:US.measured | Quantitative Chemiluminescent Immunoassay
2020-01-29 | FMSS2 | Maternal Serum Screening, Integrated, Specimen #2, Alpha Fetoprotein, Hcg, Estriol, and Inhibin A | Z5183 | MoM for NT, Twin B | 49035-9 | Thickness:MoM:Pt:Nuchal fold^Fetus:Qn:US.measured | Quantitative Chemiluminescent Immunoassay
2020-01-29 | SEQB | Sequential Maternal Screening, Part 2, Serum | 29491 | NT | 49035-9 | Thickness:MoM:Pt:Nuchal fold^Fetus:Qn:US.measured | Immunoenzymatic Assay
2020-01-29 | SEQB | Sequential Maternal Screening, Part 2, Serum | 29492 | NT Twin | 49035-9 | Thickness:MoM:Pt:Nuchal fold^Fetus:Qn:US.measured | Immunoenzymatic Assay
2020-01-29 | FMIDZ | Midazolam (Versed), serum | Z1145 | Midazolam (Versed) | 59711-2 | Midazolam:MCnc:Pt:Ser/Plas:Qn:Confirm | Liquid Chromatography/Tandem Mass Spectrometry (LC/MS/MS)
2020-01-29 | FOXAZ | Oxazepam (Serax), Serum | Z1141 | Oxazepam (Serax) | 59730-2 | Oxazepam:MCnc:Pt:Ser/Plas:Qn:Confirm | Liquid Chromatography/Tandem Mass Spectrometry (LC/MS/MS)
2020-01-29 | FER | Semen Analysis, Semen | TY | Study Type | 54453-6 | Test method:Type:Pt:Semen:Nom:* | Manual
2020-01-29 | LORAZ | Lorazepam (Ativan), Serum | Z1123 | Lorazepam (Ativan) | 59703-9 | LORazepam:MCnc:Pt:Ser/Plas:Qn:Confirm | Liquid Chromatography/Tandem Mass Spectrometry (LC/MS/MS)
2020-01-29 | SEQA | Sequential Maternal Screening, Part 1, Serum | SMKN2 | Current cigarette smoking status | 72166-2 | Tobacco smoking status:Find:Pt:^Patient:Nom: | Immunoenzymatic Assay
2020-01-29 | SEQB | Sequential Maternal Screening, Part 2, Serum | 601811 | Current cigarette smoking status | 72166-2 | Tobacco smoking status:Find:Pt:^Patient:Nom: | Immunoenzymatic Assay
2020-01-29 | LLPT | Leukemia/Lymphoma Immunophenotyping, Flow Cytometry, Tissue | 19564 | Ref Path/Phys Address | 74221-3 | Referring physician address:Addr:Pt:Provider:Nom: | Immunophenotyping
2020-01-29 | FRSE | Red Snapper (Lutjanus spp) IgE | Z3996 | Red Snapper IgE | 7661-2 | Snapper red Ab.IgE:ACnc:Pt:Ser:Qn: | ImmunoCAP FEIA
2020-01-29 | LDALD | Lysosomal and Peroxisomal Disorders Newborn Screen, Blood Spot | 38521 | LSD/X-ALD Newborn Screen Result | 85268-1 | X-linked adrenoleukodystrophy newborn screening comment-discussion:Txt:Pt:Bld.dot:Nar: | Flow Injection Analysis Tandem Mass Spectrometry (FIA-MS/MS)
2020-01-29 | AFPA | Alpha-Fetoprotein, Amniotic Fluid | 6740 | Last Menstrual Period (LMP) | 8665-2 | Date last menstrual period:Date:Pt:^Patient:Qn: | AFPA: Immunoenzymatic Assay ACHE_: Polyacrylamide Electrophoresis
2020-01-29 | LEGRP | Legionella species, Molecular Detection, PCR, Varies | 29515 | Legionella PCR, Result | 5020-3 | Legionella sp rRNA:PrThr:Pt:XXX:Ord:Probe | Rapid Polymerase Chain Reaction (PCR)
2020-01-29 | CRY_S | Cryoglobulin, Serum | 2684 | Cryoglobulin, S | 12201-0 | Cryoglobulin:PrThr:Pt:Ser:Ord:1D cold incubation | CRY_S: Quantitation and Qualitative Typing Precipitation IMFXC: Immunofixation
2020-01-29 | FASQN | Antidepressant Drug Screen, Ur, Quantitative | Z3359 | Clomipramine | 45144-3 | clomiPRAMINE:PrThr:Pt:Urine:Ord: | Immunoassay (IA); Liquid Chromatography/Tandem Mass Spectrometry (LC/MS/MS)
2020-01-29 | MITOP | Mitochondrial Full Genome Analysis, Next-Generation Sequencing (NGS), Varies | 55282 | Result | 82939-0 | Genetic variant details:Find:Pt:Bld/Tiss:Nar:Molgen | Long-Range Polymerase Chain Reaction (LR-PCR) followed by Next-Generation Sequencing (NGS)
2020-01-29 | FPAIG | Plasminogen Activator Inhibitor-1, 4G/5G Genotyping (PAI-1 Polymorphism) | Z4766 | Results | 52757-2 | SERPINE1 gene.c.-675 4G+5G:PrThr:Pt:Bld/Tiss:Ord:Molgen | Polymerase chain reaction (PCR) and restriction fragment length polymorphism (RFLP) technologies.
2020-01-29 | BWRS | Beckwith-Wiedemann Syndrome/Russell-Silver Syndrome, Molecular Analysis, Varies | 52846 | Result | 82939-0 | Genetic variant details:Find:Pt:Bld/Tiss:Nar:Molgen | Multiplex Ligation-Dependent Probe Amplification (MLPA)
2020-01-29 | CDKZ | CDKN1C Gene, Full Gene Analysis, Varies | 53881 | Result | 82939-0 | Genetic variant details:Find:Pt:Bld/Tiss:Nar:Molgen | Polymerase Chain Reaction (PCR) followed by DNA Sequencing
2020-01-29 | FMTT | Familial Variant, Targeted Testing, Varies | 36529 | Result | 82939-0 | Genetic variant details:Find:Pt:Bld/Tiss:Nar:Molgen | Polymerase Chain Reaction (PCR) followed by DNA Sequencing Analysis, Gene Dosage Analysis by Multiplex Ligation-Dependent Probe Amplification (MLPA), and/or Quantitative Polymerase Chain Reaction (qPCR)
2020-01-29 | GAAZ | Pompe Disease, Full Gene Analysis, Varies | 53916 | Result | 82939-0 | Genetic variant details:Find:Pt:Bld/Tiss:Nar:Molgen | Polymerase Chain Reaction (PCR) followed by DNA Sequencing
2020-01-29 | HEXAZ | Tay-Sachs Disease, HEXA Gene, Full Gene Analysis, Varies | 53944 | Result | 82939-0 | Genetic variant details:Find:Pt:Bld/Tiss:Nar:Molgen | Polymerase Chain Reaction (PCR) Amplification/DNA Sequencing
2020-01-29 | MCADZ | Medium-Chain Acyl-CoA Dehydrogenase (MCAD) Deficiency Full Gene Analysis, Varies | 53972 | Result | 82939-0 | Genetic variant details:Find:Pt:Bld/Tiss:Nar:Molgen | Polymerase Chain Reaction (PCR) Amplification/DNA Sequencing
2020-01-29 | MLHPB | MLH1 Hypermethylation Analysis, Blood | 52907 | Result | 82939-0 | Genetic variant details:Find:Pt:Bld/Tiss:Nar:Molgen | Polymerase Chain Reaction (PCR)
2020-01-29 | MPS1Z | Hurler Syndrome, Full Gene Analysis, Varies | 53951 | Result | 82939-0 | Genetic variant details:Find:Pt:Bld/Tiss:Nar:Molgen | Polymerase Chain Reaction (PCR) followed by DNA Sequencing
2020-01-29 | ATHL | Alpha-Globin Gene Analysis | 52835 | Result | 82939-0 | Genetic variant details:Find:Pt:Bld/Tiss:Nar:Molgen | Only orderable as part of a profile. For more information see ATHAL / Alpha-Globin Gene Analysis.
2020-01-29 | VLCZ | Very Long Chain Acyl-CoA Dehydrogenase Deficiency, Full Gene Analysis, Varies | 54042 | Result | 82939-0 | Genetic variant details:Find:Pt:Bld/Tiss:Nar:Molgen | Polymerase Chain Reaction (PCR)/DNA Sequencing Analysis
2020-01-28 | AFPA | Alpha-Fetoprotein, Amniotic Fluid | 24233 | EDD by LMP | 11779-6 | Delivery date:Date:Pt:^Patient:Qn:Estimated from last menstrual period | AFPA: Immunoenzymatic Assay ACHE_: Polyacrylamide Electrophoresis
2020-01-28 | MAFP1 | Alpha-Fetoprotein (AFP), Single Marker Screen, Maternal, Serum | 7753 | EDD by LMP | 11779-6 | Delivery date:Date:Pt:^Patient:Qn:Estimated from last menstrual period | Two-Site Immunoenzymatic (Sandwich) Assay
2020-01-28 | QUAD1 | Quad Screen (Second Trimester) Maternal, Serum | 7753 | EDD by LMP | 11779-6 | Delivery date:Date:Pt:^Patient:Qn:Estimated from last menstrual period | Immunoenzymatic Assay
2020-01-28 | FMVCO | MVista Coccidioides Quantitative Antigen EIA | Z2258 | MVista Coccidioides Ag, U | 93227-7 | Coccidioides sp Ag:MCnc:Pt:Urine:Qn:IA | Quantitative Sandwich Enzyme Immunoassay (EIA)
2020-01-28 | FSAG | Sage (Artemisia spp.) IgE | Z4032 | Sage (Artemisia spp.) IgE | 7678-6 | Salvia officinalis Ab.IgE:ACnc:Pt:Ser:Qn: | Enzyme Immunoassay (EIA)
2020-01-28 | FFCAH | Congenital Adrenal Hyperplasia (CAH) Pediatric Profile 6, Comprehensive Screen | Z5047 | 17-OH Pregnenolone | 6765-2 | 17-Hydroxypregnenolone:MCnc:Pt:Ser/Plas:Qn: | High Pressure Liquid Chromatography/Tandem Mass Spectrometry (HPLC/MS-MS)
2020-01-28 | FBACS | Baclofen, Serum | Z3532 | Baclofen | 9353-4 | Baclofen:MCnc:Pt:Ser/Plas:Qn: | High Performance Liquid Chromatography/Tandem Mass Spectrometry (LC-MS/MS)
2020-01-28 | FPINP | Pine Ponderosa IgE | Z5335 | Pine Ponderosa IgE | 7610-9 | Pinus ponderosa Ab.IgE:ACnc:Pt:Ser:Qn: | Enzyme Immunoassay (EIA)
2020-01-28 | FHLC | Immunoglobulin M (IgM) Heavy and Light Chain (HLC) Pairs, Kappa and Lambda with Ratio | Z5399 | IgM Kappa, S | 74866-5 | IgM.kappa:MCnc:Pt:Ser/Plas:Qn: | Turbidimetric
2020-01-28 | FHLC | Immunoglobulin M (IgM) Heavy and Light Chain (HLC) Pairs, Kappa and Lambda with Ratio | Z5400 | IgM Lambda, S | 74867-3 | IgM.lambda:MCnc:Pt:Ser/Plas:Qn: | Turbidimetric
2020-01-28 | FHLC | Immunoglobulin M (IgM) Heavy and Light Chain (HLC) Pairs, Kappa and Lambda with Ratio | Z5401 | IgM K/L HLC Ratio | 74870-7 | IgM.kappa/IgM.lambda:MRto:Pt:Ser/Plas:Qn: | Turbidimetric
2020-01-28 | FSINS | Sinemet, Serum | Z3536 | Carbidopa | 9328-6 | Carbidopa:MCnc:Pt:Ser/Plas:Qn: | High-Performance Liquid Chromatography/Tandem Mass Spectrometry (LC-MS/MS)
2020-01-28 | FBLGG | Beta Lactoglobulin IgG | FBLGG | Beta Lactoglobulin IgG | 63090-5 | Beta lactoglobulin Ab.IgG:MCnc:Pt:Ser:Qn: | Enzyme Immunoassay (FEIA)
2020-01-28 | FCUIX | CU Index | FCUIX | CU Index | 63369-3 | Chronic urticaria index:ACnc:Pt:Ser:Qn: | Ex Vivo Challenge, Cell Culture and Histamine Analysis
2020-01-28 | FGLUT | Gluten IgG | FGLUT | Gluten IgG | 63091-3 | Gluten Ab.IgG:MCnc:Pt:Ser:Qn: | Enzyme Immunoassay (FEIA)
2020-01-28 | FGORG | Turkey IgG | FGORG | Turkey IgG | 60411-6 | Turkey Ab.IgG:MCnc:Pt:Ser:Qn: | Enzyme Immunoassay (FEIA)
2020-01-28 | FHIPP | Toluene as Hippuric Acid, Occupational Exposure, Urine | Z1060 | Hippuric Acid | 6709-0 | Hippurate:MCnc:Pt:Urine:Qn: | Gas Chromatography/Flame Ionization Detection (GC-FID)
2020-01-28 | FLENG | Lentil IgG | FLENG | Lentil IgG | 63118-4 | Lens esculenta Ab.IgG:MCnc:Pt:Ser:Qn: | Enzyme Immunoassay (FEIA)
2020-01-28 | FMELG | Melons IgG | FMELG | Melons IgG | 63095-4 | Cucumis melo spp Ab.IgG:MCnc:Pt:Ser:Qn: | Enzyme Immunoassay (FEIA)
2020-01-28 | FPBPG | Pepper Bell/Paprika IgG | FPBPG | Pepper Bell/Paprika IgG | 63114-3 | Capsicum annuum Ab.IgG:MCnc:Pt:Ser:Qn: | Enzyme Immunoassay (FEIA)
2020-01-28 | FPCFG | Pecan Food IgG | FPCFG | Pecan Food IgG | 63108-5 | Carya illinoinensis nut Ab.IgG:MCnc:Pt:Ser:Qn: | Enzyme Immunoassay (FEIA)
2020-01-28 | FRASP | Raspberry IgG | FRASP | Raspberry IgG | 7656-2 | Rubus idaeus Ab.IgE:ACnc:Pt:Ser:Qn: | Enzyme Immunoassay (FEIA)
2020-01-28 | FWALG | Walnut Food (Juglans spp) IgG | FWALG | Walnut Food (Juglans spp) IgG | 63120-0 | Juglans spp Ab.IgG:MCnc:Pt:Ser:Qn: | Enzyme Immunoassay (FEIA)
2020-01-28 | FWALP | Wall Eyed Pike (Sander vitreus)(Stizostedium vitreum) IgE | Z3120 | Wall-Eyed Pike IgE | 7761-0 | Stizostedion vitreum Ab.IgE:ACnc:Pt:Ser:Qn: | ImmunoCAP FEIA
2020-01-28 | 21DOC | 21-Deoxycortisol, Serum | 89477 | 21-Deoxycortisol, S | 74872-3 | 21-Deoxycortisol:MCnc:Pt:Ser/Plas:Qn: | Liquid Chromatography Tandem Mass Spectrometry (LC-MS/MS)
2020-01-28 | FCYNB | Cyanide, Blood Test | Z5239 | Cyanide | 5634-1 | Cyanide:MCnc:Pt:Bld:Qn: | High Performance Liquid Chromatography/Tandem Mass Spectrometry (LC/MS/MS)
2020-01-28 | FCUKG | Cucumber IgG | FCUKG | Cucumber IgG | 60371-2 | Cucumis sativus Ab.IgG:MCnc:Pt:Ser:Qn: | Enzyme Immunoassay (FEIA)
2020-01-28 | FEWG4 | Egg White IgG4 | FEWG4 | Egg White IgG4 | 56253-8 | Egg white Ab.IgG4:MCnc:Pt:Ser:Qn: | Enzyme Immunoassay (FEIA)
2020-01-28 | FG4FP | IgG4 Food Panel VIII | Z3148 | Corn IgG4 | 56231-4 | Zea mays Ab.IgG4:MCnc:Pt:Ser:Qn: | ImmunoCAP FEIA
2020-01-28 | FG4FP | IgG4 Food Panel VIII | Z3149 | Egg White IgG4 | 56253-8 | Egg white Ab.IgG4:MCnc:Pt:Ser:Qn: | ImmunoCAP FEIA
2020-01-28 | FG4FP | IgG4 Food Panel VIII | Z3150 | Milk Cow IgG4 | 56234-8 | Cow milk Ab.IgG4:MCnc:Pt:Ser:Qn: | ImmunoCAP FEIA
2020-01-28 | FG4FP | IgG4 Food Panel VIII | Z3151 | Peanut IgG4 | 56351-0 | Arachis hypogaea Ab.IgG4:MCnc:Pt:Ser:Qn: | ImmunoCAP FEIA
2020-01-28 | FG4FP | IgG4 Food Panel VIII | Z3152 | Soybean IgG4 | 56390-8 | Glycine max Ab.IgG4:MCnc:Pt:Ser:Qn: | ImmunoCAP FEIA
2020-01-28 | FG4FP | IgG4 Food Panel VIII | Z3153 | Wheat IgG4 | 56417-9 | Triticum aestivum Ab.IgG4:MCnc:Pt:Ser:Qn: | ImmunoCAP FEIA
2020-01-28 | FGABA | Gabapentin, Urine | FGABA | Gabapentin, Urine | 59680-9 | Gabapentin:MCnc:Pt:Urine:Qn: | Immunoassay (IA)
2020-01-28 | FGARG | Garlic IgG | FGARG | Garlic IgG | 60374-6 | Allium sativum Ab.IgG:MCnc:Pt:Ser:Qn: | Enzyme Immunoassay (FEIA)
2020-01-28 | FGLMA | GlycoMark | Z0275 | GlycoMark | 53835-5 | 1,5-Anhydroglucitol:MCnc:Pt:Ser/Plas:Qn: | Enzymatic, Colorimetric Assay
2020-01-28 | FGRPG | Grape IgG | FGRPG | Grape IgG | 60376-1 | Vitis vinifera Ab.IgG:MCnc:Pt:Ser:Qn: | Enzyme Immunoassay (FEIA)
2020-01-28 | FGTEA | Tea IgG | FGTEA | Tea IgG | 49723-0 | Camellia sinensis Ab.IgG:MCnc:Pt:Ser:Qn: | Enzyme Immunoassay (FEIA)
2020-01-28 | FHALG | Halibut IgG | FHALG | Halibut IgG | 60379-5 | Hippoglossus hippoglossus Ab.IgG:MCnc:Pt:Ser:Qn: | Enzyme Immunoassay (FEIA)
2020-01-28 | FLEMG | Lemon IgG | FLEMG | Lemon IgG | 60381-1 | Citrus limon Ab.IgG:MCnc:Pt:Ser:Qn: | Enzyme Immunoassay (FEIA)
2020-01-28 | FLETG | Lettuce IgG | FLETG | Lettuce IgG | 51919-9 | Lactuca sativa Ab.IgG:MCnc:Pt:Ser:Qn: | Enzyme Immunoassay (FEIA)
2020-01-28 | FMCG4 | Milk Cow IgG4 | FMCG4 | Milk Cow IgG4 | 56234-8 | Cow milk Ab.IgG4:MCnc:Pt:Ser:Qn: | Enzyme Immunoassay (FEIA)
2020-01-28 | FMTFG | Mustard Food IgG | FMTFG | Mustard Food IgG | 60384-5 | Mustard Ab.IgG:MCnc:Pt:Ser:Qn: | Enzyme Immunoassay (FEIA)
2020-01-28 | FNEU | Neurotransmitter Metabolites (5HIAA, HVA, 3OMD) (CSF) | Z0852 | 5-Hydroxyindoleacetic acid | 47544-2 | 5-Hydroxyindoleacetate:SCnc:Pt:CSF:Qn: | HPLC-Electrochemistry
2020-01-28 | FOATG | Oat IgG | FOATG | Oat IgG | 51901-7 | Avena sativa Ab.IgG:MCnc:Pt:Ser:Qn: | Enzyme immunoassay (FEIA)
2020-01-28 | FORNG | Orange IgG | FORNG | Orange IgG | 51904-1 | Citrus sinensis Ab.IgG:MCnc:Pt:Ser:Qn: | Enzyme Immunoassay (FEIA)
2020-01-28 | FPEAC | Peach IgG | FPEAC | Peach IgG | 60390-2 | Prunus persica Ab.IgG:MCnc:Pt:Ser:Qn: | Enzyme Immunoassay (FEIA)
2020-01-28 | FPEAR | Pear IgG | FPEAR | Pear IgG | 60391-0 | Pyrus communis Ab.IgG:MCnc:Pt:Ser:Qn: | Enzyme Immunoassay (FEIA)
2020-01-28 | FPGNG | Pea Green IgG | FPGNG | Pea Green IgG | 60389-4 | Pisum sativum Ab.IgG:MCnc:Pt:Ser:Qn: | Enzyme Immunoassay (FEIA)
2020-01-28 | FPHAS | Phadiatop (Allergy Screen) | FPHAS | Phadiatop (Allergy Screen) | 57036-6 | Phadiatop inhalant allergen Ab.IgE:ACnc:Pt:Ser:Qn: | Enzyme Immunoassay
2020-01-28 | FPIAP | Pineapple IgG | FPIAP | Pineapple IgG | 60394-4 | Ananas comosus Ab.IgG:MCnc:Pt:Ser:Qn: | Enzyme Immunoassay (FEIA)
2020-01-28 | FPNG4 | Peanut IgG4 | FPNG4 | Peanut IgG4 | 56351-0 | Arachis hypogaea Ab.IgG4:MCnc:Pt:Ser:Qn: | Enzyme Immunoassay (FEIA)
2020-01-28 | FPRK4 | Pork IgG4 | FPRK4 | Pork IgG4 | 56442-7 | Pork Ab.IgG4:MCnc:Pt:Ser:Qn: | Enzyme immunoassay (FEIA)
2020-01-28 | FRFYG | Rye Food IgG | FRFYG | Rye Food IgG | 51933-0 | Secale cereale Ab.IgG:MCnc:Pt:Ser:Qn: | Enzyme Immunoassay (FEIA)
2020-01-28 | FSALG | Salmon IgG | FSALG | Salmon IgG | 60400-9 | Salmo salar Ab.IgG:MCnc:Pt:Ser:Qn: | Enzyme Immunoassay (FEIA)
2020-01-28 | FSESG | Sesame Seed IgG | FSESG | Sesame Seed IgG | 60402-5 | Sesamum indicum Ab.IgG:MCnc:Pt:Ser:Qn: | Enzyme Immunoassay (FEIA)
2020-01-28 | FSPNG | Spinach IgG | FSPNG | Spinach IgG | 60406-6 | Spinacia oleracea Ab.IgG:MCnc:Pt:Ser:Qn: | Enzyme Immunoassay (FEIA)
2020-01-28 | FSYG4 | Soybean IgG4 | FSYG4 | Soybean IgG4 | 56390-8 | Glycine max Ab.IgG4:MCnc:Pt:Ser:Qn: | Enzyme Immunoassay (FEIA)
2020-01-28 | FWHG4 | Wheat IgG4 | FWHG4 | Wheat IgG4 | 56417-9 | Triticum aestivum Ab.IgG4:MCnc:Pt:Ser:Qn: | Enzyme immunoassay (FEIA)
2020-01-28 | FPLAT | Platinum, Serum | FPLAT | Platinum | 5714-1 | Platinum:MCnc:Pt:Ser/Plas:Qn: | Inductively Coupled Plasma/Mass Spectrometry (ICP/MS)
2020-01-28 | FAVCG | Avocado IgG | FAVCG | Avocado IgG | 60398-5 | Persea americana Ab.IgG:MCnc:Pt:Ser:Qn: | Enzyme Immunoassay (FEIA)
2020-01-28 | FBANG | Banana IgG | FBANG | Banana IgG | 60352-2 | Musa spp Ab.IgG:MCnc:Pt:Ser:Qn: | Enzyme Immunoassay (FEIA)
2020-01-28 | FBARG | Barley IgG | FBARG | Barley IgG | 51917-3 | Hordeum vulgare Ab.IgG:MCnc:Pt:Ser:Qn: | Enzyme Immunoassay (FEIA)
2020-01-28 | FBGSG | Bean Green/String IgG | FBGSG | Bean Green/String IgG | 60353-0 | Bean green Ab.IgG:MCnc:Pt:Ser:Qn: | Enzyme Immunoassay (FEIA)
2020-01-28 | FBKG | Bean Kidney IgG | FBKG | Bean Kidney IgG | 60354-8 | Bean kidney red Ab.IgG:MCnc:Pt:Ser:Qn: | Enzyme Immunoassay (FEIA)
2020-01-28 | FBLUG | Blueberry IgG | FBLUG | Blueberry IgG | 58035-7 | Vaccinium myrtillus Ab.IgG:MCnc:Pt:Ser:Qn: | Enzyme Immunoassay (FEIA)
2020-01-28 | FBRCG | Broccoli IgG | FBRCG | Broccoli IgG | 60356-3 | Brassica oleracea var italica Ab.IgG:MCnc:Pt:Ser:Qn: | Enzyme Immunoassay (FEIA)
2020-01-28 | FCABB | Cabbage IgG | FCABB | Cabbage IgG | 60358-9 | Brassica oleracea var capitata Ab.IgG:MCnc:Pt:Ser:Qn: | Enzyme Immunoassay (FEIA)
2020-01-28 | FCAFG | Cauliflower IgG | FCAFG | Cauliflower IgG | 60361-3 | Brassica oleracea var botrytis Ab.IgG:MCnc:Pt:Ser:Qn: | Enzyme Immunoassay (FEIA)
2020-01-28 | FCASG | Casein IgG | FCASG | Casein IgG | 53829-8 | Casein Ab.IgG:MCnc:Pt:Ser:Qn: | Enzyme Immunoassay (FEIA)
2020-01-28 | FCOR4 | Corn IgG4 | FCOR4 | Corn IgG4 | 56231-4 | Zea mays Ab.IgG4:MCnc:Pt:Ser:Qn: | Enzyme Immunoassay (FEIA)
2020-01-28 | FCRAB | Crab IgG | FCRAB | Crab IgG | 60370-4 | Cancer pagurus Ab.IgG:MCnc:Pt:Ser:Qn: | Enzyme Immunoassay (FEIA)
2020-01-28 | FFURO | Furosemide (Lasix) | Z1189 | Furosemide | 3659-0 | Furosemide:MCnc:Pt:Ser/Plas:Qn: | High Performance Liquid Chromatography with Fluorescence
2020-01-28 | FIBUP | Ibuprofen (Motrin, Advil, Nuprin), serum | Z3317 | Ibuprofen | 3687-1 | Ibuprofen:MCnc:Pt:Ser/Plas:Qn: | High Performance Liquid Chromatography with Ultraviolet Detection; (HPLC-UV)
2020-01-28 | FMARC | Bupivacaine (Marcaine) | Z5052 | Bupivacaine | 3412-4 | Bupivacaine:MCnc:Pt:Ser/Plas:Qn: | Liquid Chromatography/ Tandem Mass Spectrometry (LC/MS/MS)
2020-01-28 | FWARP | Warfarin, Plasma | Z5526 | Warfarin | 4098-0 | Warfarin:MCnc:Pt:Ser/Plas:Qn: | High Performance Liquid Chromatography/Tandem Mass Spectrometry (LC/MS/MS)
2020-01-28 | FCHCG | Chocolate/Cacao IgG | FCHCG | Chocolate/Cacao IgG | 35554-5 | Chocolate Ab.IgG:MCnc:Pt:Ser:Qn: | Enzyme Immunoassay (FEIA)
2020-01-28 | FEWHG | Egg Whole IgG | FEWHG | Egg Whole IgG | 45201-1 | Egg whole Ab.IgG:MCnc:Pt:Ser:Qn: | Enzyme Immunoassay (FEIA)
2020-01-28 | FMATG | Tomato IgG | FMATG | Tomato IgG | 35547-9 | Lycopersicon lycopersicum Ab.IgG:MCnc:Pt:Ser:Qn: | Enzyme Immunoassay (FEIA)
2020-01-28 | FMUSG | Mushroom IgG | FMUSG | Mushroom IgG | 35540-4 | Agaricus hortensis Ab.IgG:MCnc:Pt:Ser:Qn: | Enzyme Immunoassay (FEIA)
2020-01-28 | FNEU | Neurotransmitter Metabolites (5HIAA, HVA, 3OMD) (CSF) | Z0849 | Homovanillic acid | 40846-8 | Homovanillate:SCnc:Pt:CSF:Qn: | HPLC-Electrochemistry
2020-01-28 | FNMEN | Neisseria Meningitidis IgG Vaccine Response | Z0532 | Serogroup C | 42985-2 | Neisseria meningitidis serogroup C Ab.IgG:MCnc:Pt:Ser:Qn: | Multi-Analyte Immunodetection (MAID)
2020-01-28 | FNMEN | Neisseria Meningitidis IgG Vaccine Response | Z0726 | Serogroup A | 42986-0 | Neisseria meningitidis serogroup A Ab.IgG:MCnc:Pt:Ser:Qn: | Multi-Analyte Immunodetection (MAID)
2020-01-28 | FONG | Onion IgG | FONG | Onion IgG | 35541-2 | Allium cepa Ab.IgG:MCnc:Pt:Ser:Qn: | Enzyme Immunoassay (FEIA)
2020-01-28 | FPHEG | Promethazine (Phenergan) | Z1138 | Promethazine (Phenergan) | 3988-3 | Promethazine:MCnc:Pt:Ser/Plas:Qn: | Liquid Chromatography/Tandem Mass Spectrometry (LC/MS/MS)
2020-01-28 | FPNTG | Peanut IgG | FPNTG | Peanut IgG | 35542-0 | Arachis hypogaea Ab.IgG:MCnc:Pt:Ser:Qn: | Enzyme Immunoassay (FEIA)
2020-01-28 | FPORG | Pork IgG | FPORG | Pork IgG | 35543-8 | Pork Ab.IgG:MCnc:Pt:Ser:Qn: | Enzyme Immunoassay (FEIA)
2020-01-28 | FPTWG | Potato White IgG | FPTWG | Potato White IgG | 35544-6 | Solanum tuberosum Ab.IgG:MCnc:Pt:Ser:Qn: | Enzyme Immunoassay (FEIA)
2020-01-28 | FRICE | Rice IgG | FRICE | Rice IgG | 35545-3 | Oryza sativa Ab.IgG:MCnc:Pt:Ser:Qn: | Enzyme Immunoassay (FEIA)
2020-01-28 | FSOYG | Soybean IgG | FSOYG | Soybean IgG | 35546-1 | Glycine max Ab.IgG:MCnc:Pt:Ser:Qn: | Enzyme Immunoassay (FEIA)
2020-01-28 | FWHTG | Wheat IgG | FWHTG | Wheat IgG | 35537-0 | Triticum aestivum Ab.IgG:MCnc:Pt:Ser:Qn: | Enzyme Immunoassay (FEIA)
2020-01-28 | LOX | Loxapine (Loxitane) and 8-Hydroxyloxapine | Z1125 | Loxapine (Loxitane) | 3728-3 | Loxapine:MCnc:Pt:Ser/Plas:Qn: | Liquid Chromatography/Tandem Mass Spectrometry (LC/MS/MS)
2020-01-28 | FCYTP | Cytokine Panel 13, Serum | Z4726 | Interferon gamma | 27415-9 | Interferon.gamma:MCnc:Pt:Ser/Plas:Qn: | Quantitative Multiplex Bead Assay
2020-01-28 | FFCAH | Congenital Adrenal Hyperplasia (CAH) Pediatric Profile 6, Comprehensive Screen | Z5048 | Progesterone | 2839-9 | Progesterone:MCnc:Pt:Ser/Plas:Qn: | High Pressure Liquid Chromatography/Tandem Mass Spectrometry (HPLC/MS-MS)
2020-01-28 | FFCAH | Congenital Adrenal Hyperplasia (CAH) Pediatric Profile 6, Comprehensive Screen | Z5051 | Testosterone, Total | 2986-8 | Testosterone:MCnc:Pt:Ser/Plas:Qn: | High Pressure Liquid Chromatography/Tandem Mass Spectrometry (HPLC/MS-MS)
2020-01-28 | FMSS2 | Maternal Serum Screening, Integrated, Specimen #2, Alpha Fetoprotein, Hcg, Estriol, and Inhibin A | Z5178 | PAPP-A Maternal | 32046-5 | Pregnancy associated plasma protein A:ACnc:Pt:Ser/Plas:Qn: | Quantitative Chemiluminescent Immunoassay
2020-01-28 | FMSS2 | Maternal Serum Screening, Integrated, Specimen #2, Alpha Fetoprotein, Hcg, Estriol, and Inhibin A | Z5179 | MoM for PAPP-A | 32123-2 | Pregnancy associated plasma protein A:MoM:Pt:Ser/Plas:Qn: | Quantitative Chemiluminescent Immunoassay
2020-01-28 | FMSS2 | Maternal Serum Screening, Integrated, Specimen #2, Alpha Fetoprotein, Hcg, Estriol, and Inhibin A | Z5186 | Maternal Weight | 29463-7 | Body weight:Mass:Pt:^Patient:Qn: | Quantitative Chemiluminescent Immunoassay
2020-01-28 | FHSPP | Hypersensitivity Pneumonitis Panel | Z3170 | Penicillium Chrysogenum IgG | 26957-1 | Penicillium notatum Ab.IgG:MCnc:Pt:Ser:Qn: | Immunoassay FEIA
2020-01-28 | FFTRU | Trichloroacetic Acid, Urine | Z1058 | Trichloroacetic Acid | 3041-1 | Trichloroacetate:MCnc:Pt:Urine:Qn: | Headspace Gas Chromatography/Electron Capture Detection (GC-EC) Spectrophotometry (SPEC)
2020-01-28 | FIFNY | Interferon-gamma (IFN-y) Serum | FIFNY | IFN-y, Serum | 27415-9 | Interferon.gamma:MCnc:Pt:Ser/Plas:Qn: | Multiplex array electrochemiluminescence
2020-01-28 | MG_F | Magnesium, Feces | MG_F | Magnesium, F | 29911-5 | Magnesium:MCnc:Pt:Stool:Qn: | Colorimetric Titration
2020-01-28 | FMSS2 | Maternal Serum Screening, Integrated, Specimen #2, Alpha Fetoprotein, Hcg, Estriol, and Inhibin A | Z5188 | Gestational Age for Second Specimen | 18185-9 | Gestational age:Time:Pt:^Fetus:Qn: | Quantitative Chemiluminescent Immunoassay
2020-01-28 | FMSS2 | Maternal Serum Screening, Integrated, Specimen #2, Alpha Fetoprotein, Hcg, Estriol, and Inhibin A | Z5196 | Specimen | 19151-0 | Specimen drawn:TmStp:Pt:Ser/Plas:Qn: | Quantitative Chemiluminescent Immunoassay
2020-01-28 | FFCAH | Congenital Adrenal Hyperplasia (CAH) Pediatric Profile 6, Comprehensive Screen | Z5043 | Cortisol | 2143-6 | Cortisol:MCnc:Pt:Ser/Plas:Qn: | High Pressure Liquid Chromatography/Tandem Mass Spectrometry (HPLC/MS-MS)
2020-01-28 | FFCAH | Congenital Adrenal Hyperplasia (CAH) Pediatric Profile 6, Comprehensive Screen | Z5044 | Deoxycorticosterone (DOC) | 1656-8 | 11-Deoxycorticosterone:MCnc:Pt:Ser/Plas:Qn: | High Pressure Liquid Chromatography/Tandem Mass Spectrometry (HPLC/MS-MS)
2020-01-28 | FFCAH | Congenital Adrenal Hyperplasia (CAH) Pediatric Profile 6, Comprehensive Screen | Z5045 | 11-Desoxycortisol | 1657-6 | 11-Deoxycortisol:MCnc:Pt:Ser/Plas:Qn: | High Pressure Liquid Chromatography/Tandem Mass Spectrometry (HPLC/MS-MS)
2020-01-28 | FFCAH | Congenital Adrenal Hyperplasia (CAH) Pediatric Profile 6, Comprehensive Screen | Z5046 | Dehydroepiandrosterone (DHEA) | 2193-1 | Dehydroepiandrosterone:MCnc:Pt:Ser/Plas:Qn: | High Pressure Liquid Chromatography/Tandem Mass Spectrometry (HPLC/MS-MS)
2020-01-28 | FFCAH | Congenital Adrenal Hyperplasia (CAH) Pediatric Profile 6, Comprehensive Screen | Z5049 | 17-Alpha-Hydroxyprogesterone 17-OHP | 1668-3 | 17-Hydroxyprogesterone:MCnc:Pt:Ser/Plas:Qn: | High Pressure Liquid Chromatography/Tandem Mass Spectrometry (HPLC/MS-MS)
2020-01-28 | FFCAH | Congenital Adrenal Hyperplasia (CAH) Pediatric Profile 6, Comprehensive Screen | Z5050 | Androstenedione | 1854-9 | Androstenedione:MCnc:Pt:Ser/Plas:Qn: | High Pressure Liquid Chromatography/Tandem Mass Spectrometry (HPLC/MS-MS)
2020-01-28 | FMSS2 | Maternal Serum Screening, Integrated, Specimen #2, Alpha Fetoprotein, Hcg, Estriol, and Inhibin A | Z5170 | Patient's AFP | 1834-1 | Alpha-1-Fetoprotein:MCnc:Pt:Ser/Plas:Qn: | Quantitative Chemiluminescent Immunoassay
2020-01-28 | FMSS2 | Maternal Serum Screening, Integrated, Specimen #2, Alpha Fetoprotein, Hcg, Estriol, and Inhibin A | Z5171 | MoM for AFP | 20450-3 | Alpha-1-Fetoprotein:MoM:Pt:Ser/Plas:Qn: | Quantitative Chemiluminescent Immunoassay
2020-01-28 | FMSS2 | Maternal Serum Screening, Integrated, Specimen #2, Alpha Fetoprotein, Hcg, Estriol, and Inhibin A | Z5172 | Patient's uE3 | 2250-9 | Estriol.unconjugated:MCnc:Pt:Ser/Plas:Qn: | Quantitative Chemiluminescent Immunoassay
2020-01-28 | FMSS2 | Maternal Serum Screening, Integrated, Specimen #2, Alpha Fetoprotein, Hcg, Estriol, and Inhibin A | Z5173 | MoM for uE3 | 20466-9 | Estriol.unconjugated:MoM:Pt:Ser/Plas:Qn: | Quantitative Chemiluminescent Immunoassay
2020-01-28 | FMSS2 | Maternal Serum Screening, Integrated, Specimen #2, Alpha Fetoprotein, Hcg, Estriol, and Inhibin A | Z5174 | Patient's hCG, 2nd Trimester | 19080-1 | Choriogonadotropin:ACnc:Pt:Ser/Plas:Qn: | Quantitative Chemiluminescent Immunoassay
2020-01-28 | FMSS2 | Maternal Serum Screening, Integrated, Specimen #2, Alpha Fetoprotein, Hcg, Estriol, and Inhibin A | Z5175 | hCG MoM, 2nd Trimester | 20465-1 | Choriogonadotropin:MoM:Pt:Ser/Plas:Qn: | Quantitative Chemiluminescent Immunoassay
2020-01-28 | FMSS2 | Maternal Serum Screening, Integrated, Specimen #2, Alpha Fetoprotein, Hcg, Estriol, and Inhibin A | Z5176 | Patient's DIA | 23883-2 | Inhibin A:MCnc:Pt:Ser/Plas:Qn: | Quantitative Chemiluminescent Immunoassay
2020-01-28 | FFTRU | Trichloroacetic Acid, Urine | Z1059 | Trichloroacetic Acid | 26770-8 | Trichloroacetate/Creatinine:MRto:Pt:Urine:Qn: | Headspace Gas Chromatography/Electron Capture Detection (GC-EC) Spectrophotometry (SPEC)
2020-01-28 | FBIUR | Bicarbonate, Urine | Z3506 | Bicarbonate | 1964-6 | Bicarbonate:SCnc:Pt:Urine:Qn: | Enzymatic Assay (EZA)
2020-01-28 | FASQN | Antidepressant Drug Screen, Ur, Quantitative | Z3367 | Cyclobenzaprine | 14061-6 | Cyclobenzaprine:MCnc:Pt:Urine:Qn: | Immunoassay (IA); Liquid Chromatography/Tandem Mass Spectrometry (LC/MS/MS)
2020-01-28 | FPCYE | Pepper Cayenne (Capsicum frutescens) IgE | Z3096 | Pepper Cayenne IgE | 11188-0 | Pepper cayenne Ab.IgE:ACnc:Pt:Ser:Qn: | Enzyme Immunoassay (EIA)
2020-01-28 | FPALI | Paliperidone, Serum | Z3528 | Paliperidone | 9383-1 | 9-Hydroxyrisperidone:MCnc:Pt:Ser/Plas:Qn: | High Performance Liquid Chromatography/Tandem Mass Spectrometry (LC-MS/MS)
2020-01-28 | FSINS | Sinemet, Serum | Z3535 | Levodopa | 9385-6 | Levodopa:MCnc:Pt:Ser/Plas:Qn: | High-Performance Liquid Chromatography/Tandem Mass Spectrometry (LC-MS/MS)
2020-01-28 | FGANP | Ganciclovir, Plasma | Z5527 | Ganciclovir | 15367-6 | Ganciclovir:MCnc:Pt:Ser/Plas:Qn: | High Performance Liquid Chromatography/Tandem Mass Spectrometry (LC/MS/MS)
2020-01-28 | HEXP | Iohexol, Plasma | 61713 | Iohexol, P | 93974-4 | Iohexol:MCnc:Pt:Ser/Plas:Qn: | Liquid Chromatography Tandem Mass Spectrometry (LC-MS/MS)
2020-01-28 | FFTLB | Toluene, Occupational Exposure, Blood | Z1203 | Toluene | 9637-0 | Toluene:MCnc:Pt:Bld:Qn: | Headspace Gas Chromatography/Flame Ionization Detection (GC-FID)
2020-01-24 | F2ISO | F2-Isoprostanes, Random, Urine | 88677 | 15-F2t-Isoprostane, U | 90783-2 | F2-Isoprostanes/Creatinine:MRto:Pt:Urine:Qn: | F2ISO: Liquid Chromatography Tandem Mass Spectrometry (LC-MS/MS) CRETR: Enzymatic Colorimetric Assay
2020-01-24 | JAKXM | JAK2 Exon 12 and Other Non-V617F Mutation Detection, Bone Marrow | 39468 | JAK2 Sequencing Result | 80186-0 | JAK2 gene exon 12 targeted mutation analysis:Find:Pt:Bone mar:Doc:Molgen | Mutation Detection in cDNA Using Sanger Sequencing
2020-01-24 | FH6AB | Human Herpesvirus 6 (HHV-6A and HHV-6B) by Quantitative PCR | Z4276 | HHV6 by PCR Type | 38348-9 | Herpes virus 6 DNA:Prid:Pt:XXX:Nom:Probe.amp.tar | Quantitative Polymerase Chain Reaction
2020-01-24 | FH6AB | Human Herpesvirus 6 (HHV-6A and HHV-6B) by Quantitative PCR | Z4277 | HHV6 Quant by PCR (copy/mL) | 38349-7 | Herpes virus 6 DNA:NCnc:Pt:XXX:Qn:Probe.amp.tar | Quantitative Polymerase Chain Reaction
2020-01-24 | FH6AB | Human Herpesvirus 6 (HHV-6A and HHV-6B) by Quantitative PCR | Z4278 | HHV6 Quant by PCR (log copy/mL) | 38350-5 | Herpes virus 6 DNA:LnCnc:Pt:XXX:Qn:Probe.amp.tar | Quantitative Polymerase Chain Reaction
2020-01-24 | FHTL | HTLV I/II DNA, Qualitative Real-Time PCR | Z0500 | HTLV-I DNA | 44537-9 | HTLV I DNA:PrThr:Pt:Bld:Ord:Probe.amp.tar | Real-Time Polymerase Chain Reaction (RT-PCR)
2020-01-24 | FHTL | HTLV I/II DNA, Qualitative Real-Time PCR | Z0501 | HTLV-II DNA | 44542-9 | HTLV II DNA:PrThr:Pt:Bld:Ord:Probe.amp.tar | Real-Time Polymerase Chain Reaction (RT-PCR)
2020-01-24 | FHV2Q | HIV-2 DNA/RNA Qualitative Real-Time PCR | Z0711 | HIV-2 DNA/RNA | 25841-8 | HIV 2 proviral DNA:PrThr:Pt:Bld:Ord:Probe.amp.tar | Real - Time Polymerase Chain Reaction (RT-PCR)
2020-01-24 | PCPDS | Plasma Cell Proliferative Disorder, High Risk with Reflex Probes, Diagnostic FISH Evaluation, Bone Marrow | GC054 | Reason for Referral | 42349-1 | Reason for referral:Find:Pt:^Patient:Nar: | PCPDS, PCPDB: Fluorescence In Situ Hybridization (FISH) CSPCF: Flow Cytometric Cell Selection
2020-01-23 | FCAIG | Cockroach American (Periplaneta americana) IgE | Z5629 | Cockroach American IgE | 30170-5 | Periplaneta americana Ab.IgE:ACnc:Pt:Ser:Qn: | Phadia ImmunoCAP
2020-01-23 | PCPDS | Plasma Cell Proliferative Disorder, High Risk with Reflex Probes, Diagnostic FISH Evaluation, Bone Marrow | 606082 | Result Table | 93356-4 | Cells.cytogenetic abnormality:Num:Pt:Bld/Tiss:Qn:Molgen | PCPDS, PCPDB: Fluorescence In Situ Hybridization (FISH) CSPCF: Flow Cytometric Cell Selection
2020-01-23 | MPCDS | mSMART, Plasma Cell Proliferative Disorder, FISH, Bone Marrow | 606094 | Result Table | 93356-4 | Cells.cytogenetic abnormality:Num:Pt:Bld/Tiss:Qn:Molgen | Only orderable as part of a profile. For more information see MSMRT / Mayo Algorithmic Approach for Stratification of Myeloma and Risk-Adapted Therapy Report, Bone Marrow. Fluorescence In Situ Hybridization (FISH)
2020-01-23 | PLASF | Plasma Cell Proliferative Disorder, FISH, Tissue | 52220 | Result Table | 93356-4 | Cells.cytogenetic abnormality:Num:Pt:Bld/Tiss:Qn:Molgen | Fluorescence In Situ Hybridization (FISH)
2020-01-23 | BLYM | B-Cell Lymphoma, FISH, Tissue | 603065 | Result Table | 93356-4 | Cells.cytogenetic abnormality:Num:Pt:Bld/Tiss:Qn:Molgen | Fluorescence In Situ Hybridization (FISH)
2020-01-23 | SLL | Small Lymphocytic Lymphoma, FISH, Tissue | 603131 | Result Table | 93356-4 | Cells.cytogenetic abnormality:Num:Pt:Bld/Tiss:Qn:Molgen | Fluorescence In Situ Hybridization (FISH)
2020-01-23 | TLYM | T-Cell Lymphoma, FISH, Tissue | 603142 | Result Table | 93356-4 | Cells.cytogenetic abnormality:Num:Pt:Bld/Tiss:Qn:Molgen | Fluorescence In Situ Hybridization (FISH)
2020-01-23 | COGBF | B-Cell Acute Lymphoblastic Leukemia/Lymphoma (ALL), Children's Oncology Group Enrollment Testing, FISH, Varies | 602298 | Result Table | 93356-4 | Cells.cytogenetic abnormality:Num:Pt:Bld/Tiss:Qn:Molgen | Fluorescence In Situ Hybridization (FISH)
2020-01-23 | COGMF | Acute Myeloid Leukemia (AML), Children's Oncology Group Enrollment Testing, FISH, Varies | 602278 | Result Table | 93356-4 | Cells.cytogenetic abnormality:Num:Pt:Bld/Tiss:Qn:Molgen | Fluorescence In Situ Hybridization (FISH)
2020-01-23 | COGTF | T-Cell Acute Lymphoblastic Leukemia/Lymphoma (ALL), Children's Oncology Group Enrollment Testing, FISH, Varies | 602288 | Result Table | 93356-4 | Cells.cytogenetic abnormality:Num:Pt:Bld/Tiss:Qn:Molgen | Fluorescence In Situ Hybridization (FISH)
2020-01-23 | MISCF | Miscellaneous Studies Using Chromosome-Specific Probes, FISH | 52164 | Result Table | 93356-4 | Cells.cytogenetic abnormality:Num:Pt:Bld/Tiss:Qn:Molgen | Fluorescence In Situ Hybridization (FISH)
2020-01-23 | MSTF | Myeloid Sarcoma, FISH, Tissue | 52085 | Result Table | 93356-4 | Cells.cytogenetic abnormality:Num:Pt:Bld/Tiss:Qn:Molgen | Fluorescence In Situ Hybridization (FISH)
2020-01-23 | TLBLF | T-Lymphoblastic Leukemia/Lymphoma, FISH, Tissue | 113626 | Result Table | 93356-4 | Cells.cytogenetic abnormality:Num:Pt:Bld/Tiss:Qn:Molgen | Fluorescence In Situ Hybridization (FISH)
2020-01-23 | FASQN | Antidepressant Drug Screen, Ur, Quantitative | Z3355 | Sertraline | 32112-5 | Sertraline:PrThr:Pt:Urine:Ord: | Immunoassay (IA); Liquid Chromatography/Tandem Mass Spectrometry (LC/MS/MS)
2020-01-23 | FUABF | Uric Acid, Body Fluid | Z4609 | Uric Acid Fluid Source | 31208-2 | Specimen source:Prid:Pt:XXX:Nom: | Quantitative Spectrophotometry
2020-01-23 | FMORS | Morphine Confirmation, Serum | Z4769 | Morphine | 74131-4 | Morphine:MCnc:Pt:Ser/Plas/Bld:Qn: | Gas Chromatography/Mass Spectrometry (GC/MS)
2020-01-23 | FFTRP | Trofile Co-Receptor Tropism Assay | Z1038 | Tropotype Result | 57182-8 | HIV 1 RNA tropism:Prid:Pt:Plas:Nar: | Polymerase chain reaction (PCR) amplification and viral culture.
2020-01-23 | FHHV6 | Herpes Virus 6 (HHV-6) DNA, Qualitative Real-Time PCR | Z1839 | Source | 31208-2 | Specimen source:Prid:Pt:XXX:Nom: | Real-time PCR
2020-01-23 | FHLAA | HLA A High Resolution | Z0118 | Comments: | 48767-8 | Annotation comment:Imp:Pt:{system}:Nar: | Polymerase Chain Reaction (PCR) and Direct DNA Sequencing
2020-01-23 | FHLAB | HLA B High Resolution | Z0119 | Comments: | 48767-8 | Annotation comment:Imp:Pt:{system}:Nar: | PCR and Direct DNA Sequencing
2020-01-23 | FHLAC | HLA C High Resolution | Z0120 | Comments: | 48767-8 | Annotation comment:Imp:Pt:{system}:Nar: | Polymerase Chain Reaction (PCR) and Direct DNA Sequencing
2020-01-23 | FCURV | Curvularia spicifera/Bipolaris IgE | Z3813 | Curvularia spicifera/Bipolaris IgE | 42198-2 | Curvularia specifera Ab.IgE:ACnc:Pt:Ser:Qn: | ImmunoCAP FEIA
2020-01-23 | FBWME | Bayberry/Wax Myrtle (Myrica spp) IgE | Z3130 | Bayberry/Wax Myrtle IgE | 7123-3 | Myrica spp Ab.IgE:ACnc:Pt:Ser:Qn: | ImmunoCAP (FEIA)
2020-01-23 | FCUIP | CU (Chronic Urticaria) Index Panel | Z3145 | Anti-Thyroglobulin IgG | 56635-6 | Thyroglobulin Ab.IgG:ACnc:Pt:Ser:Qn: | Immunoassay; Ex Vivo Challenge; Cell Culture and Histamine Analysis
2020-01-23 | FCUIP | CU (Chronic Urticaria) Index Panel | Z3146 | TSH (Thyrotropin) | 3016-3 | Thyrotropin:ACnc:Pt:Ser/Plas:Qn: | Immunoassay; Ex Vivo Challenge; Cell Culture and Histamine Analysis
2020-01-23 | FDME | Duck Meat IgE | Z3898 | Duck Meat IgE | 6101-0 | Duck meat Ab.IgE:ACnc:Pt:Ser:Qn: | Enzyme Immunoassay (EIA)
2020-01-23 | FHADE | Haddock (Melanogrammus aeglefinus) IgE | Z3112 | Haddock IgE | 7384-1 | Melanogrammus aeglefinus Ab.IgE:ACnc:Pt:Ser:Qn: | ImmunoCAP FEIA
2020-01-23 | FLBAE | Ladybeetle Multicolored Asian (Harmonia axyridis) IgE | Z3128 | Ladybeetle Asian IgE | 50639-4 | Harmonia axyridis Ab.IgE:ACnc:Pt:Ser:Qn: | Enzyme Immunoassay (EIA)
2020-01-23 | FWFHG | Venom W-F Hornet IgG | Z3564 | Venom W-F Hornet (D-maculata) IgG | 49745-3 | Dolichovespula maculata Ab.IgG:MCnc:Pt:Ser:Qn: | Phadia ImmunoCAP
2020-01-23 | FZCCE | Zucchini (Cucurbita spp) IgE | Z3122 | Zucchini IgE | 7718-0 | Squash zucchini Ab.IgE:ACnc:Pt:Ser:Qn: | Enzyme Immunoassay (EIA)
2020-01-23 | FUABF | Uric Acid, Body Fluid | Z4608 | Uric Acid, Body Fluid | 53612-8 | Urate:MCnc:Pt:Body fld:Qn: | Quantitative Spectrophotometry
2020-01-23 | FHSPP | Hypersensitivity Pneumonitis Panel | Z3169 | Micropolyspora faeni IgG | 26948-0 | Saccharopolyspora rectivirgula Ab.IgG:MCnc:Pt:Ser:Qn: | Immunoassay FEIA
2020-01-23 | FHSPP | Hypersensitivity Pneumonitis Panel | Z3171 | Phoma betae IgG | 35551-1 | Phoma betae Ab.IgG:MCnc:Pt:Ser:Qn: | Immunoassay FEIA
2020-01-23 | FHSPP | Hypersensitivity Pneumonitis Panel | Z3173 | Trichoderma viride IgG | 49687-7 | Trichoderma viride Ab.IgG:MCnc:Pt:Ser:Qn: | Immunoassay FEIA
2020-01-23 | FABP2 | Allergic Bronchopulmonary Aspergillosis Panel II | Z3249 | Aspergillus fumigatus IgE | 6025-1 | Aspergillus fumigatus Ab.IgE:ACnc:Pt:Ser:Qn: | ImmunoCAP 1000 ImmunoCAP FEIA Enzyme immunoassay (FEIA)
2020-01-23 | FABP2 | Allergic Bronchopulmonary Aspergillosis Panel II | Z3251 | Aspergillus fumigatus IgG | 26954-8 | Aspergillus fumigatus Ab.IgG:MCnc:Pt:Ser:Qn: | ImmunoCAP 1000 ImmunoCAP FEIA Enzyme immunoassay (FEIA)
2020-01-23 | FANSE | Annatto Seed (Bixa orellana) IgE | Z3074 | Annatto Seed IgE | 50638-6 | Bixa orellana seed Ab.IgE:ACnc:Pt:Ser:Qn: | Enzyme Immunoassay (EIA)
2020-01-23 | FBLME | Bean Lima (Phaseolus limensis) IgE | Z3080 | Bean Lima IgE | 7131-6 | Phaseolus limensis Ab.IgE:ACnc:Pt:Ser:Qn: | ImmunoCAP FEIA
2020-01-23 | FCATE | Catfish (Siluriformes spp) IgE | Z3110 | Catfish IgE | 7187-8 | Ictalurus punctatus Ab.IgE:ACnc:Pt:Ser:Qn: | ImmunoCAP FEIA
2020-01-23 | FCOFE | Coffee (Coffea spp) IgE | Z3084 | Coffee IgE | 6083-0 | Coffea spp Ab.IgE:ACnc:Pt:Ser:Qn: | ImmunoCAP FEIA
2020-01-23 | FCRDE | Carmine Dye/Red Dye Cochineal (Dactylopius coccus) IgE (Red # 4) | Z3082 | Carmine Dye/Red Dye IgE | 25609-9 | Cochineal extract Ab.IgE:ACnc:Pt:Ser:Qn: | ImmunoCAP FEIA
2020-01-23 | FCTUR | Turmeric (Curcuma longa) IgE | Z3104 | Turmeric IgE | 30041-8 | Curcuma longa Ab.IgE:ACnc:Pt:Ser:Qn: | Enzyme Immunoassay (EIA)
2020-01-23 | FCUIP | CU (Chronic Urticaria) Index Panel | Z3147 | CU Index | 63369-3 | Chronic urticaria index:ACnc:Pt:Ser:Qn: | Immunoassay; Ex Vivo Challenge; Cell Culture and Histamine Analysis
2020-01-23 | FDKYE | Dock Yellow (Rumex crispus) IgE | Z3088 | Dock Yellow (Rumex crispus) IgE | 6738-9 | Rumex crispus Ab.IgE:ACnc:Pt:Ser:Qn: | ImmunoCAP FEIA
2020-01-23 | FHACK | Hackberry (Celtis occidentalis) IgE | Z4020 | Hackberry (Celtis occidentalis) IgE | 7383-3 | Celtis occidentalis Ab.IgE:ACnc:Pt:Ser:Qn: | ImmunoCAP FEIA
2020-01-23 | FHOBG | Venom Honey Bee IgG | Z3563 | Venom Honey Bee IgG | 49739-6 | Apis mellifera Ab.IgG:MCnc:Pt:Ser:Qn: | Phadia ImmunoCAP
2020-01-23 | FIMMC | Immunoglobulins, CSF Quantitative | Z2772 | Immunoglobulin G CSF | 2464-6 | IgG:MCnc:Pt:CSF:Qn: | Quantitative Immunoturbidimetry
2020-01-23 | FMPRE | Maple Red (Acer rubrum) IgE | Z3094 | Maple Red (Acer rubrum) IgE | 7479-9 | Acer rubrum Ab.IgE:ACnc:Pt:Ser:Qn: | Enzyme Immunoassay (EIA)
2020-01-23 | FPYRE | Pyrethrum IgE | Z3098 | Pyrethrum IgE | 7639-8 | Chrysanthemum cinerariifolium Ab.IgE:ACnc:Pt:Ser:Qn: | Enzyme Immunoassay (EIA)
2020-01-23 | FQUIN | Quinoa (Chenopodium quinoa) IgE | Z3882 | Quinoa IgE | 25743-6 | Chenopodium quinoa Ab.IgE:ACnc:Pt:Ser:Qn: | ImmunoCAP (FEIA)
2020-01-23 | FSCNE | Sugar Cane (Saccharum officinarum) IgE | Z3102 | Sugar Cane IgE | 7723-0 | Saccharum officinarum Ab.IgE:ACnc:Pt:Ser:Qn: | Enzyme Immunoassay (EIA)
2020-01-23 | FSFLE | Safflower (Carthamus tinctorius) IgE | Z3100 | Safflower IgE | 7676-0 | Carthamus tinctorius Ab.IgE:ACnc:Pt:Ser:Qn: | Enzyme Immunoassay (EIA)
2020-01-23 | FWHFE | Whitefish IgE | Z3106 | Whitefish IgE | 7775-0 | Whitefish Ab.IgE:ACnc:Pt:Ser:Qn: | ImmunoCAP FEIA
2020-01-23 | FHSPP | Hypersensitivity Pneumonitis Panel | Z3166 | Alternaria tenuis/alternata IgG | 26951-4 | Alternaria alternata Ab.IgG:MCnc:Pt:Ser:Qn: | Immunoassay FEIA
2020-01-23 | FHSPP | Hypersensitivity Pneumonitis Panel | Z3167 | Aspergillus fumigatus IgG | 26954-8 | Aspergillus fumigatus Ab.IgG:MCnc:Pt:Ser:Qn: | Immunoassay FEIA
2020-01-23 | FHSPP | Hypersensitivity Pneumonitis Panel | Z3168 | Aureobasidium pullulans IgG | 26955-5 | Aureobasidium pullulans Ab.IgG:MCnc:Pt:Ser:Qn: | Immunoassay FEIA
2020-01-23 | FMEP | Meperidine (Demerol) and Normeperidine, serum | Z1132 | Meperidine | 73934-2 | Meperidine:MCnc:Pt:Ser/Plas/Bld:Qn: | Liquid Chromatography/Tandem Mass Spectrometry (LC/MS/MS)
2020-01-23 | FMEP | Meperidine (Demerol) and Normeperidine, serum | Z1159 | Normeperidine | 73933-4 | Normeperidine:MCnc:Pt:Ser/Plas/Bld:Qn: | Liquid Chromatography/Tandem Mass Spectrometry (LC/MS/MS)
2020-01-23 | FSOMA | Somatostatin (Somatotropin Release-Inhibiting Factor, SRIF) | Z0933 | Somatostatin, (Plasma) | 2961-1 | Somatostatin:MCnc:Pt:Plas:Qn: | Direct Radioimmunoassay (RIA)
2020-01-23 | FVANG | Vanilla IgG | FVANG | Vanilla IgG | 60412-4 | Vanilla planifolia Ab.IgG:MCnc:Pt:Ser:Qn: | Enzyme Immunoassay (FEIA)
2020-01-23 | FWATG | Watermelon IgG | FWATG | Watermelon IgG | 41205-6 | Citrullus lanatus Ab.IgG:MCnc:Pt:Ser:Qn: | Enzyme Immunoassay (FEIA)
2020-01-23 | FWHGY | Whey IgG | FWHGY | Whey IgG | 59058-8 | Cow whey Ab.IgG:MCnc:Pt:Ser:Qn: | Enzyme Immunoassay (FEIA)
2020-01-23 | FALFG | Almond Food IgG | FALFG | Almond Food IgG | 60348-0 | Prunus dulcis Ab.IgG:MCnc:Pt:Ser:Qn: | Enzyme Immunoassay (FEIA)
2020-01-23 | FAPLG | Apple IgG | FAPLG | Apple IgG | 60349-8 | Malus sylvestris Ab.IgG:MCnc:Pt:Ser:Qn: | Enzyme Immunoassay (FEIA)
2020-01-23 | FBNWG | Bean Navy/White IgG | FBNWG | Bean Navy/White IgG | 63079-8 | Bean white Ab.IgG:MCnc:Pt:Ser:Qn: | Enzyme Immunoassay (FEIA)
2020-01-23 | FBSLG | Basil IgG | FBSLG | Basil IgG | 63124-2 | Ocimum basilicum Ab.IgG:MCnc:Pt:Ser:Qn: | Enzyme Immunoassay (FEIA)
2020-01-23 | FBTRG | Beet Root IgG | FBTRG | Beet Root IgG | 42584-3 | Beet Ab.IgG:MCnc:Pt:Ser:Qn: | Enzyme Immunoassay (FEIA)
2020-01-23 | FCASH | Cashew IgG | FCASH | Cashew IgG | 63109-3 | Anacardium occidentale Ab.IgG:MCnc:Pt:Ser:Qn: | Enzyme Immunoassay (FEIA)
2020-01-23 | FCCGG | Cheese Cheddar IgG | FCCGG | Cheese Cheddar IgG | 63092-1 | Cheese cheddar type Ab.IgG:MCnc:Pt:Ser:Qn: | Enzyme Immunoassay (FEIA)
2020-01-23 | FCING | Cinnamon IgG | FCING | Cinnamon IgG | 60367-0 | Cinnamomum spp Ab.IgG:MCnc:Pt:Ser:Qn: | Enzyme Immunoassay (FEIA)
2020-01-23 | FCOCN | Coconut IgG | FCOCN | Coconut IgG | 63084-8 | Cocos nucifera Ab.IgG:MCnc:Pt:Ser:Qn: | Enzyme Immunoassay (FEIA)
2020-01-23 | FCRTG | Carrot IgG | FCRTG | Carrot IgG | 60360-5 | Daucus carota Ab.IgG:MCnc:Pt:Ser:Qn: | Enzyme Immunoassay (FEIA)
2020-01-23 | FIL2S | Interleukin 2 Receptor, Soluble | FIL2S | IL 2 Receptor, Soluble | 76039-7 | Interleukin 2 receptor.soluble:MCnc:Pt:Ser/Plas:Qn: | Quantitative Multiplex Bead Assay
2020-01-23 | FORGG | Oregano IgG | FORGG | Oregano IgG | 60387-8 | Origanum vulgare Ab.IgG:MCnc:Pt:Ser:Qn: | Enzyme Immunoassay (FEIA)
2020-01-23 | FPARG | Parsley IgG | FPARG | Parsley IgG | 63094-7 | Petroselinum crispum Ab.IgG:MCnc:Pt:Ser:Qn: | Enzyme Immunoassay (FEIA)
2020-01-23 | FPBLG | Pepper Black IgG | FPBLG | Pepper Black IgG | 60392-8 | Piper nigrum Ab.IgG:MCnc:Pt:Ser:Qn: | Enzyme Immunoassay (FEIA)
2020-01-23 | FPCHI | Pepper Chili IgG | FPCHI | Pepper Chili IgG | 60366-2 | Capsicum frutescens Ab.IgG:MCnc:Pt:Ser:Qn: | Enzyme Immunoassay (FEIA)
2020-01-23 | PCPDS | Plasma Cell Proliferative Disorder, High Risk with Reflex Probes, Diagnostic FISH Evaluation, Bone Marrow | 606080 | Result Summary | 62357-9 | Chromosome analysis overall interpretation:Imp:Pt:Bld/Tiss:Ord:Molgen | PCPDS, PCPDB: Fluorescence In Situ Hybridization (FISH) CSPCF: Flow Cytometric Cell Selection
2020-01-22 | FIMMC | Immunoglobulins, CSF Quantitative | Z2773 | Immunoglobulin A CSF | 2457-0 | IgA:MCnc:Pt:CSF:Qn: | Quantitative Immunoturbidimetry
2020-01-22 | FFTRU | Trichloroacetic Acid, Urine | Z1181 | Creatinine | 2161-8 | Creatinine:MCnc:Pt:Urine:Qn: | Headspace Gas Chromatography/Electron Capture Detection (GC-EC) Spectrophotometry (SPEC)
2020-01-22 | F5NUL | 5'Nucleotidase | Z2607 | 5' Nucleotidase | 1690-7 | 5'-Nucleotidase:CCnc:Pt:Ser/Plas:Qn: | Quantitative Enzymatic
2020-01-22 | FCUIP | CU (Chronic Urticaria) Index Panel | Z3144 | Anti-Thyroid Peroxidase IgG | 18332-7 | Thyroperoxidase Ab.IgG:ACnc:Pt:Ser/Plas:Qn: | Immunoassay; Ex Vivo Challenge; Cell Culture and Histamine Analysis
2020-01-22 | FIGA | Anti-IgA | FIGA | Anti-IgA | 13312-4 | IgA Ab.IgG:ACnc:Pt:Ser/Plas:Qn: | Enzyme-Linked Immunosorbent Assay (ELISA)
2020-01-22 | POSV | Post Vasectomy Check, Semen | CENT | Centrifuged | 8100-0 | Specimen preparation:Type:Pt:XXX:Nom:* | Manual
2020-01-22 | FBILM | Biliary Tract Malignancy-Cytology, FISH, Varies | CY044 | Fixative | 8100-0 | Specimen preparation:Type:Pt:XXX:Nom:* | Cytology Light Microscopy and Fluorescence In Situ Hybridization (FISH)
2020-01-22 | H2BR | HER2 Amplification Associated with Breast Cancer, FISH, Tissue | 603080 | Fixative | 8100-0 | Specimen preparation:Type:Pt:XXX:Nom:* | Fluorescence In Situ Hybridization (FISH)
2020-01-22 | H2GE | HER2 Amplification Associated with Gastroesophageal Cancer, FISH, Tissue | 603091 | Fixative | 8100-0 | Specimen preparation:Type:Pt:XXX:Nom:* | Fluorescence In Situ Hybridization (FISH)
2020-01-22 | H2MT | HER2 Amplification, Miscellaneous Tumor, FISH, Tissue | 603102 | Fixative | 8100-0 | Specimen preparation:Type:Pt:XXX:Nom:* | Fluorescence In Situ Hybridization (FISH)
2020-01-22 | TPO | Thyroperoxidase Antibodies, Serum | TPO | Thyroperoxidase Ab, S | 8099-4 | Thyroperoxidase Ab:ACnc:Pt:Ser/Plas:Qn: | Chemiluminometric Immunoassay
2020-01-22 | OPATU | Opiates Confirmation, Random, Urine | 21179 | Hydromorphone-by LC-MS/MS | 16998-7 | HYDROmorphone:MCnc:Pt:Urine:Qn:Confirm | Liquid Chromatography Tandem Mass Spectrometry (LC-MS/MS)
2020-01-22 | OPATX | Opiates Confirmation, Chain of Custody, Random, Urine | 36215 | Hydromorphone-by LC-MS/MS | 16998-7 | HYDROmorphone:MCnc:Pt:Urine:Qn:Confirm | Immunoassay/ Liquid Chromatography Tandem Mass Spectrometry (LC-MS/MS)
2020-01-22 | HYDCU | Hydrocodone with Metabolite Confirmation, Random, Urine | 35966 | Hydromorphone-by LC-MS/MS | 16998-7 | HYDROmorphone:MCnc:Pt:Urine:Qn:Confirm | Liquid Chromatography Tandem Mass Spectrometry (LC-MS/MS)
2020-01-22 | HYDMU | Hydromorphone Confirmation, Random, Urine | 62615 | Hydromorphone-by LC-MS/MS | 16998-7 | HYDROmorphone:MCnc:Pt:Urine:Qn:Confirm | Liquid Chromatography Tandem Mass Spectrometry (LC-MS/MS)
2020-01-22 | OPATU | Opiates Confirmation, Random, Urine | 21177 | Hydrocodone-by LC-MS/MS | 16252-9 | HYDROcodone:MCnc:Pt:Urine:Qn:Confirm | Liquid Chromatography Tandem Mass Spectrometry (LC-MS/MS)
2020-01-22 | HYDCU | Hydrocodone with Metabolite Confirmation, Random, Urine | 62614 | Hydrocodone-by LC-MS/MS | 16252-9 | HYDROcodone:MCnc:Pt:Urine:Qn:Confirm | Liquid Chromatography Tandem Mass Spectrometry (LC-MS/MS)
2020-01-22 | OPATU | Opiates Confirmation, Random, Urine | 21178 | Oxycodone-by LC-MS/MS | 16249-5 | oxyCODONE:MCnc:Pt:Urine:Qn:Confirm | Liquid Chromatography Tandem Mass Spectrometry (LC-MS/MS)
2020-01-22 | OPATX | Opiates Confirmation, Chain of Custody, Random, Urine | 36216 | Oxycodone-by LC-MS/MS | 16249-5 | oxyCODONE:MCnc:Pt:Urine:Qn:Confirm | Immunoassay/ Liquid Chromatography Tandem Mass Spectrometry (LC-MS/MS)
2020-01-22 | FPERC | Percocet, Urine | Z1069 | Oxycodone | 16249-5 | oxyCODONE:MCnc:Pt:Urine:Qn:Confirm | Immunoassay (IA), Liquid Chromatography/Tandem Mass Spectrometry (LC/MS/MS)
2020-01-22 | OXYCU | Oxycodone with Metabolite Confirmation, Random, Urine | 62616 | Oxycodone-by LC-MS/MS | 16249-5 | oxyCODONE:MCnc:Pt:Urine:Qn:Confirm | Liquid Chromatography Tandem Mass Spectrometry (LC-MS/MS)
2020-01-22 | OXYCX | Oxycodone with Metabolite Confirmation, Chain of Custody, Random, Urine | 61728 | Oxycodone-by LC-MS/MS | 16249-5 | oxyCODONE:MCnc:Pt:Urine:Qn:Confirm | Immunoassay/Liquid Chromatography Tandem Mass Spectrometry (LC-MS/MS)
2020-01-22 | BARBU | Barbiturates Confirmation, Random, Urine | 20645 | Phenobarbital-by GC/MS | 16241-2 | PHENobarbital:MCnc:Pt:Urine:Qn:Confirm | Gas Chromatography Mass Spectrometry (GC-MS)
2020-01-22 | BARBX | Barbiturates Confirmation, Chain of Custody, Random, Urine | 36147 | Phenobarbital-by GC/MS | 16241-2 | PHENobarbital:MCnc:Pt:Urine:Qn:Confirm | Immunoassay/Gas Chromatography Mass Spectrometry (GC-MS) Confirmation with Quantitation
2020-01-22 | BARBU | Barbiturates Confirmation, Random, Urine | 20643 | Pentobarbital-by GC/MS | 16240-4 | PENTobarbital:MCnc:Pt:Urine:Qn:Confirm | Gas Chromatography Mass Spectrometry (GC-MS)
2020-01-22 | FHMTB | Hydrocodone and metabolites | Z4300 | Hydrocodone, unconjugated | 12786-0 | HYDROcodone.free:MCnc:Pt:Ser/Plas:Qn: | Gas chromatography with Mass Spectrometry (GC/MS)
2020-01-22 | FHMTB | Hydrocodone and metabolites | Z4301 | Hydromorphone, unconjugated | 12787-8 | HYDROmorphone.free:MCnc:Pt:Ser/Plas:Qn: | Gas chromatography with Mass Spectrometry (GC/MS)
2020-01-22 | SGSS | Synthetic Glucocorticoid Screen, Serum | 23602 | Prednisolone | 12727-4 | prednisoLONE:MCnc:Pt:Ser/Plas:Qn: | Liquid Chromatography Tandem Mass Spectrometry (LC-MS/MS) Stable Isotope Dilution Analysis
2020-01-22 | FBEFG | Beef IgG | FBEFG | Beef IgG | 35529-7 | Beef Ab.IgG:MCnc:Pt:Ser:Qn: | Enzyme Immunoassay (FEIA)
2020-01-22 | FCHXG | Chicken IgG | FCHXG | Chicken IgG | 35532-1 | Chicken Ab.IgG:MCnc:Pt:Ser:Qn: | Enzyme Immunoassay (FEIA)
2020-01-22 | FCORG | Corn IgG | FCORG | Corn IgG | 35534-7 | Zea mays Ab.IgG:MCnc:Pt:Ser:Qn: | Enzyme Immunoassay (FEIA)
2020-01-22 | FFPII | Food Panel II IgG | Z3708 | Corn IgG | 35534-7 | Zea mays Ab.IgG:MCnc:Pt:Ser:Qn: | Enzyme Immunoassay (FEIA)
2020-01-22 | FEGWH | Egg White IgG | FEGWH | Egg White IgG | 35535-4 | Egg white Ab.IgG:MCnc:Pt:Ser:Qn: | Enzyme Immunoassay (FEIA)
2020-01-22 | FEGYK | Egg Yolk IgG | FEGYK | Egg Yolk IgG | 35536-2 | Egg yolk Ab.IgG:MCnc:Pt:Ser:Qn: | Enzyme Immunoassay (FEIA)
2020-01-22 | FASQN | Antidepressant Drug Screen, Ur, Quantitative | Z3363 | Maprotiline | 3737-4 | Maprotiline:PrThr:Pt:Urine:Ord: | Immunoassay (IA); Liquid Chromatography/Tandem Mass Spectrometry (LC/MS/MS)
2020-01-22 | FBFPI | Bird Fancier's Precipitin Panel I | Z3891 | Finch Droppings Gel Diffusion | Not Provided | Finch droppings Ab.IgG:PrThr:Pt:Ser:Ord: | Gel Diffusion
2020-01-22 | FARI | Aripiprazole (Abilify) | Z2233 | Aripiprazole | 38893-4 | ARIPiprazole:MCnc:Pt:Ser/Plas:Qn: | Liquid Chromatography/Tandem Mass Spectrometry (LC/MS/MS)
2020-01-22 | FNMEN | Neisseria Meningitidis IgG Vaccine Response | Z0533 | Serogroup Y | 39618-4 | Neisseria meningitidis serogroup Y Ab:MCnc:Pt:Ser:Qn: | Multi-Analyte Immunodetection (MAID)
2020-01-22 | FNMEN | Neisseria Meningitidis IgG Vaccine Response | Z0534 | Serogroup W-135 | 39610-1 | Neisseria meningitidis serogroup w135 Ab:MCnc:Pt:Ser:Qn: | Multi-Analyte Immunodetection (MAID)
2020-01-22 | FASQN | Antidepressant Drug Screen, Ur, Quantitative | Z3364 | Protriptyline | 4001-4 | Protriptyline:PrThr:Pt:Urine:Ord: | Immunoassay (IA); Liquid Chromatography/Tandem Mass Spectrometry (LC/MS/MS)
2020-01-22 | FDIRU | Diuretic Screen, Urine | Z2600 | Hydroflumethiazide | 40469-9 | Hydroflumethiazide:PrThr:Pt:Urine:Ord: | High Performance Liquid Chromatography with Ultraviolet Detection; (HPLC-UV)
2020-01-22 | FSFM | Soluble Fibrin Monomer | FSFM | Soluble Fibrin Monomer | 40702-3 | Fibrin monomer:PrThr:Pt:PPP:Ord:HA | Qualitative Hemagglutination
2020-01-22 | FSTBG | Strawberry IgG | FSTBG | Strawberry IgG | 40835-1 | Fragaria vesca Ab.IgG:MCnc:Pt:Ser:Qn: | Enzyme Immunoassay (FEIA)
2020-01-22 | SGSS | Synthetic Glucocorticoid Screen, Serum | 23603 | Prednisone | 12434-7 | predniSONE:MCnc:Pt:Ser/Plas:Qn: | Liquid Chromatography Tandem Mass Spectrometry (LC-MS/MS) Stable Isotope Dilution Analysis
2020-01-22 | FSLFU | Sulfonylurea Screen, Urine | Z3264 | Chlorpropamide, UR | 12396-8 | chlorproPAMIDE:MCnc:Pt:Urine:Qn: | Liquid Chromatography/Tandem Mass Spectrometry (LC/MS/MS)
2020-01-22 | FLNZ | Olanzapine (Zyprexa) | Z1196 | Olanzapine | 12389-3 | OLANZapine:MCnc:Pt:Ser/Plas:Qn: | Liquid Chromatography/Tandem Mass Spectrometry (LC/MS/MS)
2020-01-22 | FGLIP | Glipizide (Glucotrol) | Z1180 | Glipizide | 10539-5 | glipiZIDE:MCnc:Pt:Ser/Plas:Qn: | High Performance Liquid Chromatography with Ultraviolet Detection (HPLC-UV)
2020-01-22 | FSLFU | Sulfonylurea Screen, Urine | Z3271 | Glipizide, UR | 27025-6 | glipiZIDE:MCnc:Pt:Urine:Qn: | Liquid Chromatography/Tandem Mass Spectrometry (LC/MS/MS)
2020-01-22 | FQUET | Quetiapine (Seroquel) | Z1216 | Quetiapine (Seroquel), Serum | 26776-5 | QUEtiapine:MCnc:Pt:Ser/Plas:Qn: | Liquid Chromatography/Tandem Mass Spectrometry (LC/MS/MS)
2020-01-22 | CATP | Catecholamine Fractionation, Free, Plasma | 2901 | Epinephrine | 2230-1 | EPINEPHrine:MCnc:Pt:Plas:Qn: | Liquid Chromatography Tandem Mass Spectrometry (LC-MS/MS)
2020-01-22 | CATU | Catecholamine Fractionation, Free, 24 Hour, Urine | 2107 | Epinephrine | 2232-7 | EPINEPHrine:MRat:24H:Urine:Qn: | Liquid Chromatography Tandem Mass Spectrometry (LC-MS/MS)
2020-01-22 | CATU | Catecholamine Fractionation, Free, 24 Hour, Urine | 2108 | Dopamine | 2218-6 | DOPamine:MRat:24H:Urine:Qn: | Liquid Chromatography Tandem Mass Spectrometry (LC-MS/MS)
2020-01-22 | CATP | Catecholamine Fractionation, Free, Plasma | 2906 | Dopamine | 2216-0 | DOPamine:MCnc:Pt:Ser/Plas:Qn: | Liquid Chromatography Tandem Mass Spectrometry (LC-MS/MS)
2020-01-22 | IGG | Immunoglobulin G (IgG), Serum | IGG | Immunoglobulin G (IgG), S | 2465-3 | IgG:MCnc:Pt:Ser/Plas:Qn: | Nephelometry
2020-01-22 | IGGS | IgG Subclasses, Serum | T_IGG | Total IgG | 2465-3 | IgG:MCnc:Pt:Ser/Plas:Qn: | Turbidimetry
2020-01-22 | IMMG | Immunoglobulins (IgG, IgA, and IgM), Serum | IGG | Immunoglobulin G (IgG), S | 2465-3 | IgG:MCnc:Pt:Ser/Plas:Qn: | Nephelometry
2020-01-22 | CASF | IgG/Albumin Ratio, Spinal Fluid | AIGAC | IgG/Albumin, CSF | 2470-3 | IgG/Albumin:MRto:Pt:CSF:Qn: | Nephelometry
2020-01-22 | SFINC | CSF IgG Index, Spinal Fluid | AIGAC | IgG/Albumin, CSF | 2470-3 | IgG/Albumin:MRto:Pt:CSF:Qn: | Only orderable as part of a profile. For more information see SFIN / Cerebrospinal Fluid (CSF) IgG Index, Serum and Spinal Fluid. Nephelometry
2020-01-22 | TOPSU | Targeted Opioid Screen, Random, Urine | 42335 | Oxymorphone | 19646-9 | oxyMORphone:PrThr:Pt:Urine:Ord:Screen | Only orderable as part of profile. For more information see: -CSMPU / Controlled Substance Monitoring Panel, Random, Urine -ADMPU / Addiction Medicine Profile with Reflex, 22 Drug Classes, High Resolution Mass Spectrometry and Immunoassay Screen, Random, Urine -CSMEU / Controlled Substance Monitoring Enhanced Profile with Reflex, 21 Drug Classes, High Resolution Mass Spectrometry and Immunoassay Screen, Random, Urine -CSMTU / Controlled Substance Monitoring Targeted Profile, 17 Drug Classes, Mass Spectrometry, Random, Urine -TOSU / Targeted Opioid Screen, Random, Urine Liquid Chromatography Tandem Mass Spectrometry, High-Resolution Accurate Mass (LC-MS/MS HRAM)
2020-01-22 | TOPSU | Targeted Opioid Screen, Random, Urine | 42331 | Hydromorphone | 19486-0 | HYDROmorphone:PrThr:Pt:Urine:Ord:Screen | Only orderable as part of profile. For more information see: -CSMPU / Controlled Substance Monitoring Panel, Random, Urine -ADMPU / Addiction Medicine Profile with Reflex, 22 Drug Classes, High Resolution Mass Spectrometry and Immunoassay Screen, Random, Urine -CSMEU / Controlled Substance Monitoring Enhanced Profile with Reflex, 21 Drug Classes, High Resolution Mass Spectrometry and Immunoassay Screen, Random, Urine -CSMTU / Controlled Substance Monitoring Targeted Profile, 17 Drug Classes, Mass Spectrometry, Random, Urine -TOSU / Targeted Opioid Screen, Random, Urine Liquid Chromatography Tandem Mass Spectrometry, High-Resolution Accurate Mass (LC-MS/MS HRAM)
2020-01-22 | TOPSU | Targeted Opioid Screen, Random, Urine | 42328 | Hydrocodone | 19482-9 | HYDROcodone:PrThr:Pt:Urine:Ord:Screen | Only orderable as part of profile. For more information see: -CSMPU / Controlled Substance Monitoring Panel, Random, Urine -ADMPU / Addiction Medicine Profile with Reflex, 22 Drug Classes, High Resolution Mass Spectrometry and Immunoassay Screen, Random, Urine -CSMEU / Controlled Substance Monitoring Enhanced Profile with Reflex, 21 Drug Classes, High Resolution Mass Spectrometry and Immunoassay Screen, Random, Urine -CSMTU / Controlled Substance Monitoring Targeted Profile, 17 Drug Classes, Mass Spectrometry, Random, Urine -TOSU / Targeted Opioid Screen, Random, Urine Liquid Chromatography Tandem Mass Spectrometry, High-Resolution Accurate Mass (LC-MS/MS HRAM)
2020-01-22 | FASQN | Antidepressant Drug Screen, Ur, Quantitative | Z3357 | Fluoxetine | 19471-2 | FLUoxetine:PrThr:Pt:Urine:Ord:Confirm | Immunoassay (IA); Liquid Chromatography/Tandem Mass Spectrometry (LC/MS/MS)
2020-01-22 | OPATU | Opiates Confirmation, Random, Urine | 35023 | Oxymorphone-by LC-MS/MS | 17395-5 | oxyMORphone:MCnc:Pt:Urine:Qn:Confirm | Liquid Chromatography Tandem Mass Spectrometry (LC-MS/MS)
2020-01-22 | OPATX | Opiates Confirmation, Chain of Custody, Random, Urine | 36212 | Oxymorphone-by LC-MS/MS | 17395-5 | oxyMORphone:MCnc:Pt:Urine:Qn:Confirm | Immunoassay/ Liquid Chromatography Tandem Mass Spectrometry (LC-MS/MS)
2020-01-22 | FPERC | Percocet, Urine | Z1070 | Oxymorphone | 17395-5 | oxyMORphone:MCnc:Pt:Urine:Qn:Confirm | Immunoassay (IA), Liquid Chromatography/Tandem Mass Spectrometry (LC/MS/MS)
2020-01-22 | OXYCU | Oxycodone with Metabolite Confirmation, Random, Urine | 35965 | Oxymorphone-by LC-MS/MS | 17395-5 | oxyMORphone:MCnc:Pt:Urine:Qn:Confirm | Liquid Chromatography Tandem Mass Spectrometry (LC-MS/MS)
2020-01-22 | OXYCX | Oxycodone with Metabolite Confirmation, Chain of Custody, Random, Urine | 35964 | Oxymorphone-by LC-MS/MS | 17395-5 | oxyMORphone:MCnc:Pt:Urine:Qn:Confirm | Immunoassay/Liquid Chromatography Tandem Mass Spectrometry (LC-MS/MS)
2020-01-22 | OXYMU | Oxymorphone Confirmation, Random, Urine | 62622 | Oxymorphone-by LC-MS/MS | 17395-5 | oxyMORphone:MCnc:Pt:Urine:Qn:Confirm | Liquid Chromatography Tandem Mass Spectrometry (LC-MS/MS)
2020-01-22 | FFTRZ | Trazodone (Desyrel) | FFTRZ | Trazodone | 4064-2 | traZODone:MCnc:Pt:Ser/Plas:Qn: | Liquid Chromatography/Tandem Mass Spectrometry (LC/MS/MS)
2020-01-22 | PENTS | Pentobarbital, Serum | 8239 | Pentobarbital, S | 3924-8 | PENTobarbital:MCnc:Pt:Ser/Plas:Qn: | Gas Chromatography Mass Spectrometry (GC-MS)
2020-01-22 | FVIST | Hydroxyzine (Vistaril, Atarax), Serum | Z1151 | Hydroxyzine (Vistaril) | 3686-3 | hydrOXYzine:MCnc:Pt:Ser/Plas:Qn: | Liquid Chromatography/Tandem Mass Spectrometry (LC/MS/MS)
2020-01-22 | FOPIA | Opiates, Serum or Plasma, Quantitative | Z4432 | Oxycodone, S/P, Quant | 3893-5 | oxyCODONE:MCnc:Pt:Ser/Plas:Qn: | Quantitative Liquid Chromatography-Tandem Mass Spectrometry
2020-01-22 | FOPIA | Opiates, Serum or Plasma, Quantitative | Z4430 | Hydrocodone, S/P, Quant | 3680-6 | HYDROcodone:MCnc:Pt:Ser/Plas:Qn: | Quantitative Liquid Chromatography-Tandem Mass Spectrometry
2020-01-22 | PROLX | Fluphenazine (Prolixin), Serum | Z1122 | Fluphenazine | 3650-9 | fluPHENAZine:MCnc:Pt:Ser/Plas:Qn: | Liquid Chromatography/Tandem Mass Spectrometry (LC/MS/MS)
2020-01-22 | FEPHD | Ephedrine, Serum | Z1142 | Ephedrine | 3591-5 | ePHEDrine:MCnc:Pt:Ser/Plas:Qn: | Gas Chromatography/Electron Capture Detection (GC-EC)
2020-01-22 | FMETN | Metformin, Plasma | Z3525 | Metformin | 35698-0 | metFORMIN:MCnc:Pt:Ser/Plas:Qn: | High Performance Liquid Chromatography/Tandem Mass Spectrometry (LC-MS/MS)
2020-01-22 | CLOM | Clomipramine, Serum | 80902 | Clomipramine | 3491-8 | clomiPRAMINE:MCnc:Pt:Ser/Plas:Qn: | Liquid Chromatography Tandem Mass Spectrometry (LC-MS/MS)
2020-01-22 | FCLON | Clonidine (Catapres) | Z1184 | Clonidine | 3495-9 | cloNIDine:MCnc:Pt:Ser/Plas:Qn: | Liquid Chromatography/Tandem Mass Spectrometry (LC/MS/MS)
2020-01-22 | DIA | Diazepam and Nordiazepam, Serum | 8629 | Diazepam | 3548-5 | diazePAM:MCnc:Pt:Ser/Plas:Qn: | Liquid Chromatography Tandem Mass Spectrometry (LC-MS/MS)
2020-01-22 | FCHPZ | Chlorpromazine (Thorazine) | Z3318 | Chlorpromazine | 3471-0 | chlorproMAZINE:MCnc:Pt:Ser/Plas:Qn: | Liquid Chromatography/Tandem Mass Spectrometry (LC/MS/MS)
2020-01-22 | CDP | Chlordiazepoxide and Metabolite, Serum | 8610 | Chlordiazepoxide | 3457-9 | chlordiazePOXIDE:MCnc:Pt:Ser/Plas:Qn: | Liquid Chromatography Tandem Mass Spectrometry (LC-MS/MS)
2020-01-22 | CARF | Carbamazepine, Free, Serum | CARF | Carbamazepine, Free, S | 3433-0 | carBAMazepine.free:MCnc:Pt:Ser/Plas:Qn: | Ultrafiltration followed by Homogeneous Microparticle Agglutination Immunoassay
2020-01-22 | FSLFU | Sulfonylurea Screen, Urine | Z3272 | Glyburide, UR | 27175-9 | glyBURIDE:MCnc:Pt:Urine:Qn: | Liquid Chromatography/Tandem Mass Spectrometry (LC/MS/MS)
2020-01-22 | FSLFU | Sulfonylurea Screen, Urine | Z3266 | Tolbutamide, UR | 27170-0 | TOLBUTamide:MCnc:Pt:Urine:Qn: | Liquid Chromatography/Tandem Mass Spectrometry (LC/MS/MS)
2020-01-22 | FSLFU | Sulfonylurea Screen, Urine | Z3265 | Tolazamide, UR | 27166-8 | TOLAZamide:MCnc:Pt:Urine:Qn: | Liquid Chromatography/Tandem Mass Spectrometry (LC/MS/MS)
2020-01-22 | FSLFU | Sulfonylurea Screen, Urine | Z3256 | Acetohexamide, UR | 27164-3 | acetoHEXAMIDE:MCnc:Pt:Urine:Qn: | Liquid Chromatography/Tandem Mass Spectrometry (LC/MS/MS)
2020-01-22 | FBFPI | Bird Fancier's Precipitin Panel I | Z3894 | Parrott Droppings Gel Diffusion | 24501-9 | Parrot droppings Ab:PrThr:Pt:Ser:Ord:Immune diffusion | Gel Diffusion
2020-01-22 | FBFPI | Bird Fancier's Precipitin Panel I | Z3895 | Parrott Serum Gel Diffusion | 24500-1 | Parrot serum Ab:PrThr:Pt:Ser:Ord:Immune diffusion | Gel Diffusion
2020-01-22 | FBFPI | Bird Fancier's Precipitin Panel I | Z3889 | Chicken Serum Gel Diffusion | 24498-8 | Chicken serum Ab:PrThr:Pt:Ser:Ord:Immune diffusion | Gel Diffusion
2020-01-22 | CD4RT | CD4 T-Cell Recent Thymic Emigrants, Blood | 89504 | CD4 Absolute (cells/uL) | 24467-3 | Cells.CD3+CD4+:NCnc:Pt:Bld:Qn: | Flow Cytometry
2020-01-22 | FHSPL | Histamine Plasma | FHSPL | Histamine Plasma | 2416-6 | Histamine:MCnc:Pt:Ser/Plas:Qn: | Enzyme Immunoassay (EIA)
2020-01-22 | NAGW | Hexosaminidase A and Total Hexosaminidase, Leukocytes | 8775 | Hexosaminidase Total, WBC | 24075-4 | Beta-N-acetylhexosaminidase:CCnt:Pt:WBC:Qn: | Heat Inactivation, Fluorometric, Semi-Automated
2020-01-22 | NAGR | Hexosaminidase A and Total, Leukocytes/Molecular Reflex, Whole Blood | 8775 | Hexosaminidase Total, WBC | 24075-4 | Beta-N-acetylhexosaminidase:CCnt:Pt:WBC:Qn: | Heat Inactivation/Fluorometric/Semiautomated
2020-01-22 | FBFPI | Bird Fancier's Precipitin Panel I | Z3890 | Cockatiel Droppings Gel Diffusion | 23843-6 | Cockatiel droppings Ab:PrThr:Pt:Ser:Ord:Immune diffusion | Gel Diffusion
2020-01-22 | QUAD1 | Quad Screen (Second Trimester) Maternal, Serum | 113150 | hCG, TOTAL MoM | 23841-0 | Choriogonadotropin.beta subunit^^adjusted:MoM:Pt:Ser/Plas:Qn: | Immunoenzymatic Assay
2020-01-22 | SEQB | Sequential Maternal Screening, Part 2, Serum | 601819 | hCG, Total MoM | 23841-0 | Choriogonadotropin.beta subunit^^adjusted:MoM:Pt:Ser/Plas:Qn: | Immunoenzymatic Assay
2020-01-21 | FFES | Estradiol Free, Serum (includes Estradiol and SHBG) | Z0229 | Free Estradiol, Serum | 2240-0 | Estradiol.free:MCnc:Pt:Ser/Plas:Qn: | Liquid chromatography tandem mass spectrometry (LC/MS/MS); equilibrium dialysis; immunoradiometric assay (IRMA)
2020-01-21 | FPOPW | Poplar White (Populus alba) IgE | Z3114 | Poplar White (Populus alba) IgE | 21473-4 | Populus alba Ab.IgE:ACnc:Pt:Ser:Qn: | Enzyme Immunoassay (EIA)
2020-01-21 | FHPL | Human Placental Lactogen (HPL) | Z0146 | Human Placental Lactogen | 2104-8 | Choriomammotropin:MCnc:Pt:Ser:Qn: | Enzyme-Linked Immunosorbent Assay (ELISA)
2020-01-21 | FBEBE | Bean Black (Phaseolus spp) IgE | Z3078 | Bean Black IgE | 21096-3 | Bean black Ab.IgE:ACnc:Pt:Ser:Qn: | Enzyme Immunoassay (EIA)
2020-01-21 | B2M | Beta-2-Microglobulin, Serum | B2M | Beta-2-Microglobulin, S | 1952-1 | Beta-2-Microglobulin:MCnc:Pt:Ser/Plas:Qn: | Nephelometry
2020-01-21 | NAGS | Hexosaminidase A and Total Hexosaminidase, Serum | 27612 | Hexosaminidase Total, S | 1956-2 | Beta-N-acetylhexosaminidase.A:CCnc:Pt:Ser/Plas:Qn: | Heat Inactivation, Fluorometric, Automated
2020-01-21 | OXYCX | Oxycodone with Metabolite Confirmation, Chain of Custody, Random, Urine | 36300 | Oxycodone Immunoassay Screen | 19642-8 | oxyCODONE:PrThr:Pt:Urine:Ord:Screen | Immunoassay/Liquid Chromatography Tandem Mass Spectrometry (LC-MS/MS)
2020-01-21 | OXYSU | Oxycodone Screen, Random, Urine | 62623 | Oxycodone | 19642-8 | oxyCODONE:PrThr:Pt:Urine:Ord:Screen | Immunoassay
2020-01-21 | TOPSU | Targeted Opioid Screen, Random, Urine | 42333 | Oxycodone | 19642-8 | oxyCODONE:PrThr:Pt:Urine:Ord:Screen | Only orderable as part of profile. For more information see: -CSMPU / Controlled Substance Monitoring Panel, Random, Urine -ADMPU / Addiction Medicine Profile with Reflex, 22 Drug Classes, High Resolution Mass Spectrometry and Immunoassay Screen, Random, Urine -CSMEU / Controlled Substance Monitoring Enhanced Profile with Reflex, 21 Drug Classes, High Resolution Mass Spectrometry and Immunoassay Screen, Random, Urine -CSMTU / Controlled Substance Monitoring Targeted Profile, 17 Drug Classes, Mass Spectrometry, Random, Urine -TOSU / Targeted Opioid Screen, Random, Urine Liquid Chromatography Tandem Mass Spectrometry, High-Resolution Accurate Mass (LC-MS/MS HRAM)
2020-01-21 | FAZAT | Azathioprine (Imuran) as 6-Mercaptopurine | Z2055 | 6-Mercaptopurine | 16419-4 | azaTHIOprine:MCnc:Pt:Ser/Plas:Qn: | High Performance Liquid Chromatography with Ultraviolet Detection (HPLC-UV)
2020-01-21 | DULOX | Duloxetine, Serum | 89305 | Duloxetine, S | 46227-5 | DULoxetine:MCnc:Pt:Ser/Plas:Qn: | Liquid Chromatography Tandem Mass Spectrometry (LC-MS/MS)
2020-01-21 | SGSU | Synthetic Glucocorticoid Screen, Random, Urine | 23571 | Prednisolone | 46955-1 | prednisoLONE:MCnc:Pt:Urine:Qn: | Liquid Chromatography Tandem Mass Spectrometry (LC-MS/MS)
2020-01-21 | SGSU | Synthetic Glucocorticoid Screen, Random, Urine | 23572 | Prednisone | 46956-9 | predniSONE:MCnc:Pt:Urine:Qn: | Liquid Chromatography Tandem Mass Spectrometry (LC-MS/MS)
2020-01-21 | FENTU | Fentanyl with Metabolite Confirmation, Random, Urine | 45530 | Fentanyl by LC-MS/MS | 58381-5 | fentaNYL:MCnc:Pt:Urine:Qn:Confirm | Liquid Chromatography Tandem Mass Spectrometry (LC-MS/MS)
2020-01-21 | FENTX | Fentanyl with Metabolite Confirmation, Chain of Custody, Random, Urine | 36191 | Fentanyl by LC-MS/MS | 58381-5 | fentaNYL:MCnc:Pt:Urine:Qn:Confirm | Immunoassay/Liquid Chromatography Tandem Mass Spectrometry (LC-MS/MS)
2020-01-21 | FALPX | Alprazolam (Xanax) | FALPX | Alprazolam (Xanax) | 59611-4 | ALPRAZolam:MCnc:Pt:Ser/Plas:Qn:Confirm | Liquid Chromatography/Tandem Mass Spectrometry (LC/MS/MS)
2020-01-21 | FOPIA | Opiates, Serum or Plasma, Quantitative | Z4433 | Oxymorphone, S/P, Quant | 60467-8 | oxyMORphone:MCnc:Pt:Ser/Plas:Qn: | Quantitative Liquid Chromatography-Tandem Mass Spectrometry
2020-01-21 | FBUMT | Bupropion and Metabolite, Serum | Z3522 | Bupropion | 6706-6 | buPROPion:MCnc:Pt:Ser/Plas:Qn: | High Performance Liquid Chromatography/Tandem Mass Spectrometry (LC-MS/MS)
2020-01-21 | OPTMX | Opiate Confirmation, Chain of Custody, Meconium | 36223 | Hydromorphone | 68541-2 | HYDROmorphone:MCnt:Pt:Meconium:Qn:Confirm | Liquid Chromatography Tandem Mass Spectrometry (LC-MS/MS)
2020-01-21 | OPATM | Opiate Confirmation, Meconium | 31849 | Hydromorphone | 68541-2 | HYDROmorphone:MCnt:Pt:Meconium:Qn:Confirm | Liquid Chromatography-Tandem Mass Spectrometry (LC-MS/MS)
2020-01-21 | OPTMX | Opiate Confirmation, Chain of Custody, Meconium | 36225 | Oxycodone | 68543-8 | oxyCODONE:MCnt:Pt:Meconium:Qn:Confirm | Liquid Chromatography Tandem Mass Spectrometry (LC-MS/MS)
2020-01-21 | OPATM | Opiate Confirmation, Meconium | 31852 | Oxycodone | 68543-8 | oxyCODONE:MCnt:Pt:Meconium:Qn:Confirm | Liquid Chromatography-Tandem Mass Spectrometry (LC-MS/MS)
2020-01-21 | OPTMX | Opiate Confirmation, Chain of Custody, Meconium | 36226 | Hydrocodone | 68544-6 | HYDROcodone:MCnt:Pt:Meconium:Qn:Confirm | Liquid Chromatography Tandem Mass Spectrometry (LC-MS/MS)
2020-01-21 | OPATM | Opiate Confirmation, Meconium | 31851 | Hydrocodone | 68544-6 | HYDROcodone:MCnt:Pt:Meconium:Qn:Confirm | Liquid Chromatography-Tandem Mass Spectrometry (LC-MS/MS)
2020-01-21 | FDILT | Diltiazem (Cardizem, Dilacor) | Z1188 | Diltiazem | 6898-1 | dilTIAZem:MCnc:Pt:Ser/Plas:Qn: | High Performance Liquid Chromatography with Ultraviolet Detection (HPLC-UV)
2020-01-21 | CLZ | Clozapine, Serum | 33840 | Clozapine | 6896-5 | cloZAPine:MCnc:Pt:Ser/Plas:Qn: | Liquid Chromatography Tandem Mass Spectrometry (LC-MS/MS)
2020-01-21 | FWJR | Juniper Western (Juniperus occidentalis) IgE | Z4024 | Juniper Western IgE | 7435-1 | Juniperus occidentalis Ab.IgE:ACnc:Pt:Ser:Qn: | Enzyme Immunoassay (EIA)
2020-01-21 | FLUOX | Fluoxetine, Serum | 80228 | Fluoxetine, S | 74982-0 | FLUoxetine^trough:MCnc:Pt:Ser/Plas:Qn: | Liquid Chromatography Tandem Mass Spectrometry (LC-MS/MS)
2020-01-21 | QUIN | Quinidine, Serum | 8302 | Quinidine, S | 6694-4 | quiNIDine:MCnc:Pt:Ser/Plas:Qn: | Kinetic Interaction of Microparticles in Solution (KIMS)
2020-01-21 | FFES | Estradiol Free, Serum (includes Estradiol and SHBG) | Z0228 | Free Estradiol, Percent | 14960-9 | Estradiol.free/Estradiol.total:MFr:Pt:Ser/Plas:Qn: | Liquid chromatography tandem mass spectrometry (LC/MS/MS); equilibrium dialysis; immunoradiometric assay (IRMA)
2020-01-21 | CARN | Carnitine, Plasma | 32050 | Total | 14288-5 | Carnitine:SCnc:Pt:Ser/Plas:Qn: | Flow Injection Analysis-Tandem Mass Spectrometry (FIA-MS/MS)
2020-01-21 | CARNS | Carnitine, Serum | 32045 | Total | 14288-5 | Carnitine:SCnc:Pt:Ser/Plas:Qn: | Flow Injection Analysis-Tandem Mass Spectrometry (FIA-MS/MS)
2020-01-21 | FYABS | Yo Antibody Screen with Reflex to Titer and Western Blot | Z3692 | Yo Ab, IFA | 14249-7 | Purkinje cells Ab:PrThr:Pt:Ser:Ord:IF | Immunofluorescence Assay (IFA) Western Blot (WB)
2020-01-21 | HEVM | Hepatitis E Virus IgM Antibody Screen with Reflex to Confirmation, Serum | 86212 | HEV IgM Ab Screen, S | 14212-5 | Hepatitis E virus Ab.IgM:PrThr:Pt:Ser:Ord: | Enzyme Immunoassay (EIA)
2020-01-21 | HEVML | Hepatitis E Virus IgM Antibody Confirmation, Serum | 61903 | HEV IgM Ab Confirmation, S | 14212-5 | Hepatitis E virus Ab.IgM:PrThr:Pt:Ser:Ord: | Line Immunoassay (LIA)
2020-01-21 | FFAG4 | Filaria Antibody (IgG4) | FFAG4 | Filaria Antibody (IgG4) | 14208-3 | Filaria Ab.IgG4:ACnc:Pt:Ser:Qn: | Immunoassay
2020-01-21 | FIL8S | Interleukin-8 (IL-8) Serum | FIL8S | IL-8, Serum | 33211-4 | Interleukin 8:MCnc:Pt:Ser/Plas:Qn: | Electrochemiluminescence
2020-01-21 | FQPPS | Porphyrins, Feces | 15526 | Pentacarboxyl III | 33624-8 | Pentacarboxylporphyrin III:MRat:24H:Stool:Qn: | High-Performance Liquid Chromatography (HPLC)
2020-01-21 | FINTA | Interleukin 1-Alpha | Z0942 | Interleukin 1-Alpha | 33821-0 | Interleukin 1 alpha:MCnc:Pt:Ser/Plas:Qn: | Direct Enzyme Immunoassay (EIA)
2020-01-21 | FZIP | Ziprasidone (Geodone, Zeldox) | Z2232 | Ziprasidone | 33946-5 | Ziprasidone:MCnc:Pt:Ser/Plas:Qn: | Liquid Chromatography/Tandem Mass Spectrometry (LC/MS/MS)
2020-01-21 | FDIRU | Diuretic Screen, Urine | Z2594 | Benzthiazide | 3399-3 | Benzthiazide:PrThr:Pt:Urine:Ord: | High Performance Liquid Chromatography with Ultraviolet Detection; (HPLC-UV)
2020-01-21 | FDIRU | Diuretic Screen, Urine | Z2595 | Bumetanide | 3409-0 | Bumetanide:PrThr:Pt:Urine:Ord: | High Performance Liquid Chromatography with Ultraviolet Detection; (HPLC-UV)
2020-01-21 | FDIRU | Diuretic Screen, Urine | Z2597 | Chlorthalidone | 3478-5 | Chlorthalidone:PrThr:Pt:Urine:Ord: | High Performance Liquid Chromatography with Ultraviolet Detection; (HPLC-UV)
2020-01-21 | FNEOS | Neopterin | FNEOS | Neopterin, Serum | 34908-4 | Neopterin:MCnc:Pt:Ser/Plas:Qn: | Enzyme immunoassay (EIA)
2020-01-21 | FMSS2 | Maternal Serum Screening, Integrated, Specimen #2, Alpha Fetoprotein, Hcg, Estriol, and Inhibin A | Z5201 | Ultrasound Date | 34970-4 | Date ultrasound:Date:Pt:^Patient:Qn: | Quantitative Chemiluminescent Immunoassay
2020-01-21 | 1STT1 | First Trimester Maternal Screen, Serum | DT3 | Scan Date | 34970-4 | Date ultrasound:Date:Pt:^Patient:Qn: | Immunoenzymatic Assay
2020-01-21 | SEQA | Sequential Maternal Screening, Part 1, Serum | SNDT1 | Scan Date | 34970-4 | Date ultrasound:Date:Pt:^Patient:Qn: | Immunoenzymatic Assay
2020-01-21 | SEQB | Sequential Maternal Screening, Part 2, Serum | 29485 | Scan Date | 34970-4 | Date ultrasound:Date:Pt:^Patient:Qn: | Immunoenzymatic Assay
2020-01-21 | SFINC | CSF IgG Index, Spinal Fluid | INDEX | IgG Index, CSF | 14117-6 | IgG clearance/Albumin clearance:Ratio:Pt:Ser+CSF:Qn: | Only orderable as part of a profile. For more information see SFIN / Cerebrospinal Fluid (CSF) IgG Index, Serum and Spinal Fluid. Nephelometry
2020-01-21 | FPTH | PTH Antibody | Z1555 | PTH Ab | 13928-7 | Parathyrin Ab:PrThr:Pt:Ser:Ord: | Radiobinding Assay
2020-01-21 | FFTYC | Collagen Type II antibody | Z0911 | Collagen Type II Antibodies | 13879-2 | Collagen type 2 Ab.IgG:ACnc:Pt:Ser:Qn: | Enzyme Linked Immunosorbent Assay (ELISA)
2020-01-21 | FHIPP | Toluene as Hippuric Acid, Occupational Exposure, Urine | Z1061 | Hippuric Acid | 13754-7 | Hippurate/Creatinine:MRto:Pt:Urine:Qn: | Gas Chromatography/Flame Ionization Detection (GC-FID)
2020-01-21 | HIPA | Hippuric Acid, Urine | Z1306 | Hippuric Acid(Creatinine corrected) | 13754-7 | Hippurate/Creatinine:MRto:Pt:Urine:Qn: | Colorimetry (C) High Performance Liquid Chromatography/Tandem Mass Spectrometry (LC-MS/MS)
2020-01-21 | FOXFU | Oxycodone - Free (Unconjugated), Serum | Z3526 | Oxycodone-Free | 12789-4 | oxyCODONE.free:MCnc:Pt:Ser/Plas:Qn: | High Performance Liquid Chromatography/Tandem Mass Spectrometry (LC-MS/MS)
2020-01-21 | FDIRU | Diuretic Screen, Urine | Z2601 | Metolazone | 12347-1 | metOLazone:PrThr:Pt:Urine:Ord: | High Performance Liquid Chromatography with Ultraviolet Detection; (HPLC-UV)
2020-01-21 | RHUT | Rheumatoid Factor, Serum | RHUT | Rheumatoid Factor, S | 11572-5 | Rheumatoid factor:ACnc:Pt:Ser/Plas:Qn: | Turbidimetry
2020-01-21 | FJPE | Jalapeno/Chipotle (Capsicum annuum) IgE | Z3880 | Jalapeno/Chipotle IgE | 11189-8 | Pepper jalapeno Ab.IgE:ACnc:Pt:Ser:Qn: | Enzyme Immunoassay (EIA)
2020-01-21 | MACNT | Macadamia Nut, IgE, Serum | MACNT | Macadamia Nut, IgE | 11183-1 | Macadamia spp Ab.IgE:ACnc:Pt:Ser:Qn: | Fluorescence Enzyme Immunoassay (FEIA)
2020-01-21 | FHSSE | Helminthosporium sativum/Drechslera IgE | Z3092 | Helminthosporium sativum IgE | 11175-7 | Helminthosporium sativum Ab.IgE:ACnc:Pt:Ser:Qn: | Enzyme Immunoassay (EIA)
2020-01-20 | FLUPV | Lupus Anticoagulant Evaluation with Reflex | Z0734 | Lupus Anticoagulant | 75514-0 | Lupus anticoagulant two screening tests W Reflex:Imp:Pt:PPP:Nom:Coag | Clot Detection
2020-01-20 | FASQN | Antidepressant Drug Screen, Ur, Quantitative | Z3356 | Desmethylsertraline | 75233-7 | Norsertraline:PrThr:Pt:Urine:Ord: | Immunoassay (IA); Liquid Chromatography/Tandem Mass Spectrometry (LC/MS/MS)
2020-01-20 | FDIRU | Diuretic Screen, Urine | Z2596 | Chlorothiazide | 9508-3 | Chlorothiazide:PrThr:Pt:Urine:Ord: | High Performance Liquid Chromatography with Ultraviolet Detection; (HPLC-UV)
2020-01-20 | BTDZ | Biotinidase Deficiency, BTD Full Gene Analysis, Varies | 53464 | Result | 82939-0 | Genetic variant details:Find:Pt:Bld/Tiss:Nar:Molgen | Polymerase Chain Reaction (PCR) Amplification/DNA Sequencing
2020-01-20 | FGFR2 | FGFR2 (10q26.1) Rearrangement, FISH, Tissue | 38096 | Result | 62356-1 | Chromosome analysis result in ISCN expression:Find:Pt:Bld/Tiss:Nom:Molgen | Fluorescence In Situ Hybridization (FISH)
2020-01-20 | LCAF | Lung Cancer, ALK (2p23) Rearrangement, FISH, Tissue | 52117 | Interpretation | 78210-2 | ALK gene rearrangements:Imp:Pt:Bld/Tiss:Nar:FISH | Fluorescence In Situ Hybridization (FISH)
2020-01-17 | DOXA1 | Oxalate Analysis, Hemodialysate | DOXA1 | Oxalate, Dialysate Fluid | 47715-8 | Oxalate:SCnc:Pt:Dial fld:Qn: | Enzymatic
2020-01-17 | POXA1 | Oxalate, Plasma | POXA1 | Oxalate, Plasma | 15085-4 | Oxalate:SCnc:Pt:Ser/Plas:Qn: | Enzymatic
2020-01-17 | MPCDS | mSMART, Plasma Cell Proliferative Disorder, FISH, Bone Marrow | 606092 | mSMART Evaluation | 57802-1 | Chromosome analysis.interphase:Imp:Pt:Bld/Bone mar:Nar:FISH | Only orderable as part of a profile. For more information see MSMRT / Mayo Algorithmic Approach for Stratification of Myeloma and Risk-Adapted Therapy Report, Bone Marrow. Fluorescence In Situ Hybridization (FISH)
2020-01-15 | MPCDS | mSMART, Plasma Cell Proliferative Disorder, FISH, Bone Marrow | 606091 | mSMART Result Summary | 62357-9 | Chromosome analysis overall interpretation:Imp:Pt:Bld/Tiss:Ord:Molgen | Only orderable as part of a profile. For more information see MSMRT / Mayo Algorithmic Approach for Stratification of Myeloma and Risk-Adapted Therapy Report, Bone Marrow. Fluorescence In Situ Hybridization (FISH)
2020-01-15 | FEBGP | Exotic Bird Panel IgG | Z5633 | Parrot Aust Drp | Not Provided |  | Enzyme immunoassay (FEIA)
2020-01-15 | FEBGP | Exotic Bird Panel IgG | Z5632 | Finch Feathers IgG | Not Provided |  | Enzyme immunoassay (FEIA)
2020-01-15 | PCPDS | Plasma Cell Proliferative Disorder, High Risk with Reflex Probes, Diagnostic FISH Evaluation, Bone Marrow | 606083 | Result | 62356-1 | Chromosome analysis result in ISCN expression:Find:Pt:Bld/Tiss:Nom:Molgen | PCPDS, PCPDB: Fluorescence In Situ Hybridization (FISH) CSPCF: Flow Cytometric Cell Selection
2020-01-15 | MPCDS | mSMART, Plasma Cell Proliferative Disorder, FISH, Bone Marrow | 606095 | Result | 62356-1 | Chromosome analysis result in ISCN expression:Find:Pt:Bld/Tiss:Nom:Molgen | Only orderable as part of a profile. For more information see MSMRT / Mayo Algorithmic Approach for Stratification of Myeloma and Risk-Adapted Therapy Report, Bone Marrow. Fluorescence In Situ Hybridization (FISH)
2020-01-15 | PCPDS | Plasma Cell Proliferative Disorder, High Risk with Reflex Probes, Diagnostic FISH Evaluation, Bone Marrow | 606081 | Interpretation | 69965-2 | Clinical cytogeneticist review:Imp:Pt:XXX:Nar: | PCPDS, PCPDB: Fluorescence In Situ Hybridization (FISH) CSPCF: Flow Cytometric Cell Selection
2020-01-15 | PCPDS | Plasma Cell Proliferative Disorder, High Risk with Reflex Probes, Diagnostic FISH Evaluation, Bone Marrow | 606084 | Specimen | 31208-2 | Specimen source:Prid:Pt:XXX:Nom: | PCPDS, PCPDB: Fluorescence In Situ Hybridization (FISH) CSPCF: Flow Cytometric Cell Selection
2020-01-15 | PCPDS | Plasma Cell Proliferative Disorder, High Risk with Reflex Probes, Diagnostic FISH Evaluation, Bone Marrow | 606087 | Additional Information | 48767-8 | Annotation comment:Imp:Pt:{system}:Nar: | PCPDS, PCPDB: Fluorescence In Situ Hybridization (FISH) CSPCF: Flow Cytometric Cell Selection
2020-01-15 | PCPDS | Plasma Cell Proliferative Disorder, High Risk with Reflex Probes, Diagnostic FISH Evaluation, Bone Marrow | 606088 | Disclaimer | 62364-5 | Test performance information:Find:Pt:XXX:Nar: | PCPDS, PCPDB: Fluorescence In Situ Hybridization (FISH) CSPCF: Flow Cytometric Cell Selection
2020-01-15 | PCPDS | Plasma Cell Proliferative Disorder, High Risk with Reflex Probes, Diagnostic FISH Evaluation, Bone Marrow | 606089 | Released By | 18771-6 | Provider.signing name:Pn:Pt:Report:Nom: | PCPDS, PCPDB: Fluorescence In Situ Hybridization (FISH) CSPCF: Flow Cytometric Cell Selection
2020-01-15 | MPCDS | mSMART, Plasma Cell Proliferative Disorder, FISH, Bone Marrow | 606093 | Interpretation | 69965-2 | Clinical cytogeneticist review:Imp:Pt:XXX:Nar: | Only orderable as part of a profile. For more information see MSMRT / Mayo Algorithmic Approach for Stratification of Myeloma and Risk-Adapted Therapy Report, Bone Marrow. Fluorescence In Situ Hybridization (FISH)
2020-01-15 | MPCDS | mSMART, Plasma Cell Proliferative Disorder, FISH, Bone Marrow | 606096 | Reason for Referral | 42349-1 | Reason for referral:Find:Pt:^Patient:Nar: | Only orderable as part of a profile. For more information see MSMRT / Mayo Algorithmic Approach for Stratification of Myeloma and Risk-Adapted Therapy Report, Bone Marrow. Fluorescence In Situ Hybridization (FISH)
2020-01-15 | MPCDS | mSMART, Plasma Cell Proliferative Disorder, FISH, Bone Marrow | 606097 | Specimen | 31208-2 | Specimen source:Prid:Pt:XXX:Nom: | Only orderable as part of a profile. For more information see MSMRT / Mayo Algorithmic Approach for Stratification of Myeloma and Risk-Adapted Therapy Report, Bone Marrow. Fluorescence In Situ Hybridization (FISH)
2020-01-15 | MPCDS | mSMART, Plasma Cell Proliferative Disorder, FISH, Bone Marrow | 606098 | Source | 85298-8 | Body structure included in specimen:Anat:Pt:Specimen:Nom: | Only orderable as part of a profile. For more information see MSMRT / Mayo Algorithmic Approach for Stratification of Myeloma and Risk-Adapted Therapy Report, Bone Marrow. Fluorescence In Situ Hybridization (FISH)
2020-01-15 | MPCDS | mSMART, Plasma Cell Proliferative Disorder, FISH, Bone Marrow | 606100 | Additional Information | 48767-8 | Annotation comment:Imp:Pt:{system}:Nar: | Only orderable as part of a profile. For more information see MSMRT / Mayo Algorithmic Approach for Stratification of Myeloma and Risk-Adapted Therapy Report, Bone Marrow. Fluorescence In Situ Hybridization (FISH)
2020-01-15 | MPCDS | mSMART, Plasma Cell Proliferative Disorder, FISH, Bone Marrow | 606101 | Disclaimer | 62364-5 | Test performance information:Find:Pt:XXX:Nar: | Only orderable as part of a profile. For more information see MSMRT / Mayo Algorithmic Approach for Stratification of Myeloma and Risk-Adapted Therapy Report, Bone Marrow. Fluorescence In Situ Hybridization (FISH)
2020-01-15 | MPCDS | mSMART, Plasma Cell Proliferative Disorder, FISH, Bone Marrow | 606102 | Released By | 18771-6 | Provider.signing name:Pn:Pt:Report:Nom: | Only orderable as part of a profile. For more information see MSMRT / Mayo Algorithmic Approach for Stratification of Myeloma and Risk-Adapted Therapy Report, Bone Marrow. Fluorescence In Situ Hybridization (FISH)
2020-01-15 | FEBGP | Exotic Bird Panel IgG | Z5634 | Pigeon Feathers IgG | 58912-7 | Pigeon feather Ab.IgG:MCnc:Pt:Ser:Qn: | Enzyme immunoassay (FEIA)
2020-01-15 | FGF1F | FGFR1 (8p11.2) Amplification, FISH, Tissue | 55216 | Result | 78915-6 | FGFR1 gene rearrangements:PrThr:Pt:Bld/Tiss:Ord:FISH | Fluorescence In Situ Hybridization (FISH)
2020-01-15 | PTEM | Platelet Transmission Electron Microscopic Study, Whole Blood | CK109 | Platelet TEM | 79768-8 | Platelet dense bodies:PrThr:Pt:Bld:Ord:Microscopy.electron | Transmission Electron Microscopy
2020-01-15 | VHLE | VHL Gene, Erythrocytosis, Mutation Analysis, Varies | 37841 | Result | 82939-0 | Genetic variant details:Find:Pt:Bld/Tiss:Nar:Molgen | Polymerase Chain Reaction (PCR) Followed by DNA Sequence Analysis
2020-01-15 | RBPG | Rubella Antibodies, IgG, Serum | RBG | Rubella Ab, IgG, S | 40667-8 | Rubella virus Ab.IgG:PrThr:Pt:Ser/Plas:Ord:IA | Multiplex Flow Immunoassay (MFI)
2020-01-13 | RTIC | Reticulocytes, Blood | ARTIC | Absolute Reticulocyte | 60474-4 | Reticulocytes:NCnc:Pt:Bld:Qn:Automated count | Flow Cytometry
2020-01-13 | CMVC8 | Cytomegalovirus (CMV) CD8 T-Cell Immune Competence, Quantitative Assessment by Flow Cytometry, Blood | 28144 | Total CD8 T cells | 14135-8 | Cells.CD3+CD8+:NCnc:Pt:Bld:Qn: | Flow Cytometry
2020-01-13 | RETB | Reticulocyte Profile, Blood | ARTIC | Absolute Reticulocyte | 60474-4 | Reticulocytes:NCnc:Pt:Bld:Qn:Automated count | Flow Cytometry
2020-01-13 | QFT4 | QuantiFERON-TB Gold Plus, Blood | DEXQF | TB2 Ag minus Nil Result | 88517-8 | Mycobacterium tuberculosis stimulated gamma interferon release by CD4+ and CD8+ T-cells^^corrected for background:ACnc:Pt:Bld:Qn: | Chemiluminescence Immunoassay (CLIA)/Enzyme-Linked Immunosorbent Assay (ELISA) as appropriate
2020-01-13 | HELM | Helminthosporium halodes, IgE, Serum | HELM | Helminthosporium Halodes, IgE | 6138-2 | Setomelanomma rostrata Ab.IgE:ACnc:Pt:Ser:Qn: | Fluorescence Enzyme Immunoassay (FEIA)
2020-01-13 | MOLD1 | Mold Panel, Serum | MOLD1 | Mold Panel | 30183-8 | (Alternaria alternata+Aspergillus fumigatus+Candida albicans+Cladosporium herbarum+Setomelanomma rostrata+Penicillium notatum) Ab.IgE:ACnc:Pt:Ser:Qn:Multidisk | Fluorescence Enzyme Immunoassay (FEIA)
2020-01-13 | GIP | Gastrointestinal Pathogen Panel, PCR, Feces | 37090 | Enterotoxigenic E. coli (ETEC) | 80351-0 | Escherichia coli enterotoxigenic ltA+st1a+st1b genes:PrThr:Pt:Stool:Ord:Non-probe.amp.tar | Multiplex Polymerase Chain Reaction (PCR)
2020-01-13 | JAK2B | JAK2 V617F Mutation Detection, Blood | 39722 | JAK2 Result | 53761-3 | JAK2 gene.p.Val617Phe mutant/normal:RelRto:Pt:Bld/Tiss:Qn:Molgen | Quantitative Polymerase Chain Reaction (PCR)
2020-01-13 | JAK2M | JAK2 V617F Mutation Detection, Bone Marrow | 39723 | JAK2 Result | 53761-3 | JAK2 gene.p.Val617Phe mutant/normal:RelRto:Pt:Bld/Tiss:Qn:Molgen | Quantitative Polymerase Chain Reaction (PCR)
2020-01-13 | JAK2V | JAK2 V617F Mutation Detection, Varies | 39724 | JAK2 Result | 53761-3 | JAK2 gene.p.Val617Phe mutant/normal:RelRto:Pt:Bld/Tiss:Qn:Molgen | Quantitative Polymerase Chain Reaction (PCR)
2020-01-13 | JAK2B | JAK2 V617F Mutation Detection, Blood | 29590 | JAK2 V617F Mutation Detection, B | 43399-5 | JAK2 gene.p.Val617Phe:PrThr:Pt:Bld/Tiss:Ord:Molgen | Quantitative Polymerase Chain Reaction (PCR)
2020-01-10 | EEST | Estradiol, Serum | 81816 | Estradiol, Mass Spectrometry, S | 2243-4 | Estradiol:MCnc:Pt:Ser/Plas:Qn: | Liquid Chromatography Tandem Mass Spectrometry (LC-MS/MS)
2020-01-10 | EAG | Hepatitis B Virus e Antigen, Serum | EAG | Hepatitis Be Ag, S | 13954-3 | Hepatitis B virus little e Ag:PrThr:Pt:Ser/Plas:Ord:IA | Electrochemiluminescence Immunoassay (ECLIA)
2020-01-08 | FFTRO | Trofile DNA Co-Receptor Tropism Assay | Z2283 | Tropotype Result | 53923-9 | HIV 1 tropism:Prid:Pt:Bld:Nar: | Polymerase chain reaction (PCR) amplification and viral culture.
2020-01-08 | HCO3 | Bicarbonate, Serum | HCO3 | Bicarbonate, S | 1963-8 | Bicarbonate:SCnc:Pt:Ser/Plas:Qn: | Photometric/Enzymatic
2020-01-08 | ELPSR | Electrolyte Panel, Serum | HCO3 | Bicarbonate, S | 1963-8 | Bicarbonate:SCnc:Pt:Ser/Plas:Qn: | KS, NAS, CL: Potentiometric, Indirect Ion-Selective Electrode HCO3: Photometric/Enzymatic AGAP: Calculated Result
2020-01-08 | FER | Semen Analysis, Semen | FRCT | Fructose | 13943-6 | Fructose:PrThr:Pt:Semen:Ord: | Manual
2020-01-08 | FROS2 | Fructose, Qualitative, Semen | FRUCS | Fructose, Semen/Seminal P | 13943-6 | Fructose:PrThr:Pt:Semen:Ord: | Qualitative
2020-01-08 | CBC | Complete Blood Cell Count (CBC) with Differential, Blood | MCV | MCV | 787-2 | Erythrocyte mean corpuscular volume:EntVol:Pt:RBC:Qn:Automated count | RF/DC (Radio Frequency/Direct Current) Detection/Hydrodynamic Focusing (DC Detection), Flow Cytometry (Using a Semiconductor Laser)/Sodium Lauryl Sulfate (SLS) Hemoglobin
2020-01-08 | DHR | Dihydrorhodamine Flow Cytometric Test, Blood | FMPPC | Control % fMLP ox-DHR+ | 85372-1 | Neutrophil.fMLP stimulated.DHR/Neutrophil.fMLP stimulated.total:NFr:Pt:Bld^Control:Qn:Flow cytometry | Flow Cytometry
2020-01-08 | DHRF | Dihydrorhodamine Flow Cytometric N-Formyl-Methionyl-Leucyl-Phenylalanine Test, Blood | FMPPC | Control % fMLP ox-DHR+ | 85372-1 | Neutrophil.fMLP stimulated.DHR/Neutrophil.fMLP stimulated.total:NFr:Pt:Bld^Control:Qn:Flow cytometry | Flow Cytometry
2020-01-08 | DHR | Dihydrorhodamine Flow Cytometric Test, Blood | FMPMC | Control MFI fMLP ox-DHR+ | 85371-3 | Neutrophil.fMLP stimulated.DHR mean fluorescence intensity:Arb:Pt:Bld^Control:Qn:Flow cytometry | Flow Cytometry
2020-01-08 | DHRF | Dihydrorhodamine Flow Cytometric N-Formyl-Methionyl-Leucyl-Phenylalanine Test, Blood | FMPMC | Control MFI fMLP ox-DHR+ | 85371-3 | Neutrophil.fMLP stimulated.DHR mean fluorescence intensity:Arb:Pt:Bld^Control:Qn:Flow cytometry | Flow Cytometry
2020-01-08 | KRABZ | Krabbe Disease, Full Gene Analysis and Large (30 kb) Deletion, Varies | 53506 | Result | 82939-0 | Genetic variant details:Find:Pt:Bld/Tiss:Nar:Molgen | Polymerase Chain Reaction (PCR) followed by DNA Sequencing
2020-01-06 | FBUS | Buspirone (Buspar) | Z1186 | Buspirone | 9356-7 | busPIRone:MCnc:Pt:Ser/Plas:Qn: | Liquid Chromatography/Tandem Mass Spectrometry (LC/MS/MS)
2020-01-06 | FRISP | Risperidone (Risperdal) and 9-Hydroxyrisperidone | Z1183 | Risperidone (Risperdal) | 9393-0 | risperiDONE:MCnc:Pt:Ser/Plas:Qn: | Liquid Chromatography/Tandem Mass Spectrometry (LC/MS/MS)
2020-01-06 | RALB | Albumin, Random, Urine | A_CR | Albumin/Creatinine Ratio | 9318-7 | Albumin/Creatinine:MRto:Pt:Urine:Qn: | Immunoturbidity/Enzymatic Colorimetric Assay
2020-01-06 | HBAB | Hepatitis B Virus Surface Antibody, Qualitative/Quantitative, Serum | HB_AB | HBs Antibody, S | 10900-9 | Hepatitis B virus surface Ab:PrThr:Pt:Ser:Ord:IA | Electrochemiluminescence Immunoassay (ECLIA)
2020-01-03 | WBSEQ | Beta Globin Gene Sequencing, Varies | 62128 | Beta Globin Gene Sequencing, B | 82939-0 | Genetic variant details:Find:Pt:Bld/Tiss:Nar:Molgen | Polymerase Chain Reaction (PCR)/Sanger Sequencing
2020-01-03 | OPTMX | Opiate Confirmation, Chain of Custody, Meconium | 36222 | Oxymorphone | 69028-9 | oxyMORphone:MCnt:Pt:Meconium:Qn:Confirm | Liquid Chromatography Tandem Mass Spectrometry (LC-MS/MS)
2020-01-03 | OPATM | Opiate Confirmation, Meconium | 31850 | Oxymorphone | 69028-9 | oxyMORphone:MCnt:Pt:Meconium:Qn:Confirm | Liquid Chromatography-Tandem Mass Spectrometry (LC-MS/MS)
2020-01-03 | MTBPZ | Mycobacterium tuberculosis Complex, Pyrazinamide Resistance by pncA DNA Sequencing, Varies | MTBPZ | Mtb PZA Resistance, pncA Sequencing | 46245-7 | Mycobacterium tuberculosis pncA gene pyrazinamide resistance mutation:Prid:Pt:Isolate/Specimen:Nom:Molgen | DNA Sequencing
2020-01-03 | QFT4 | QuantiFERON-TB Gold Plus, Blood | DEXQE | TB1 Ag minus Nil Result | 64084-7 | Mycobacterium tuberculosis stimulated gamma interferon release by CD4+ T-cells^^corrected for background:ACnc:Pt:Bld:Qn: | Chemiluminescence Immunoassay (CLIA)/Enzyme-Linked Immunosorbent Assay (ELISA) as appropriate
2020-01-03 | GIP | Gastrointestinal Pathogen Panel, PCR, Feces | 37091 | Shiga toxin producing E. coli | 82203-1 | Escherichia coli Stx1+Stx2 toxin stx1+stx2 genes:PrThr:Pt:Stool:Ord:Non-probe.amp.tar | Multiplex Polymerase Chain Reaction (PCR)
2020-01-03 | KINET | Ki-67(MIB-1), Gastrointestinal/Pancreatic Neuroendocrine Tumors, Quantitative Immunohistochemistry, Automated | 71385 | Interpretation | 29593-1 | Cells.Ki-67 nuclear Ag/100 cells:NFr:Pt:Tiss:Qn:Immune stain | Immunohistochemistry, Automated Quantitation, Hot-Spot Technique
2020-01-03 | KINM | Ki-67(MIB-1), Gastrointestinal/Pancreatic Neuroendocrine Tumors, Quantitative Immunohistochemistry, Manual | 71674 | Interpretation | 29593-1 | Cells.Ki-67 nuclear Ag/100 cells:NFr:Pt:Tiss:Qn:Immune stain | This is not an orderable test. Order PATHC / Pathology Consultation. The consultant will determine the need for special stains. Immunohistochemistry, Semi- Quantitation, Hot-Spot Technique
2020-01-03 | CSFME | Meningitis/Encephalitis Pathogen Panel, PCR, Spinal Fluid | 42386 | Human parechovirus | 82193-4 | Parechovirus A RNA:PrThr:Pt:CSF:Ord:Non-probe.amp.tar | Multiplex Polymerase Chain Reaction (PCR)
2020-01-03 | CINP | Cortisol, Mass Spectrometry, Serum | 23606 | AM Cortisol | 9813-7 | Cortisol^AM peak specimen:MCnc:Pt:Ser/Plas:Qn: | Liquid Chromatography Tandem Mass Spectrometry (LC-MS/MS)
2020-01-03 | CINP | Cortisol, Mass Spectrometry, Serum | 23607 | PM Cortisol | 9812-9 | Cortisol^PM trough specimen:MCnc:Pt:Ser/Plas:Qn: | Liquid Chromatography Tandem Mass Spectrometry (LC-MS/MS)
2020-01-03 | PLSD | Lysosomal and Peroxisomal Disorders Screen, Blood Spot | 34811 | Acid Beta-Glucosidase | 55917-9 | Glucosylceramidase:CCnc:Pt:Bld.dot:Qn: | Flow Injection Analysis Tandem Mass Spectrometry (MS/MS)
2020-01-03 | TOPSU | Targeted Opioid Screen, Random, Urine | 42348 | Tramadol | 19710-3 | traMADol:PrThr:Pt:Urine:Ord:Screen | Only orderable as part of profile. For more information see: -CSMPU / Controlled Substance Monitoring Panel, Random, Urine -ADMPU / Addiction Medicine Profile with Reflex, 22 Drug Classes, High Resolution Mass Spectrometry and Immunoassay Screen, Random, Urine -CSMEU / Controlled Substance Monitoring Enhanced Profile with Reflex, 21 Drug Classes, High Resolution Mass Spectrometry and Immunoassay Screen, Random, Urine -CSMTU / Controlled Substance Monitoring Targeted Profile, 17 Drug Classes, Mass Spectrometry, Random, Urine -TOSU / Targeted Opioid Screen, Random, Urine Liquid Chromatography Tandem Mass Spectrometry, High-Resolution Accurate Mass (LC-MS/MS HRAM)
2020-01-03 | FDA1S | Drugs of Abuse (10 panel) and Alcohol Screen, Serum | Z5536 | Opiates | 8219-8 | Opiates:PrThr:Pt:Ser/Plas:Ord:Screen | Enzyme-Linked Immunosorbent Assay (ELISA) Headspace Gas Chromatography (GC)
2020-01-03 | FASCC | Amphetamines Analysis, Serum | Z4631 | Amphetamines | 8149-7 | Amphetamines:PrThr:Pt:Ser/Plas:Ord:Screen | Immunoassay (IA) - Screen Gas Chromatography/Mass Spectrometry (GS/MS) - Confirmation; if applicable
2020-01-03 | TOPSU | Targeted Opioid Screen, Random, Urine | 42338 | Fentanyl | 59673-4 | fentaNYL:PrThr:Pt:Urine:Ord:Screen | Only orderable as part of profile. For more information see: -CSMPU / Controlled Substance Monitoring Panel, Random, Urine -ADMPU / Addiction Medicine Profile with Reflex, 22 Drug Classes, High Resolution Mass Spectrometry and Immunoassay Screen, Random, Urine -CSMEU / Controlled Substance Monitoring Enhanced Profile with Reflex, 21 Drug Classes, High Resolution Mass Spectrometry and Immunoassay Screen, Random, Urine -CSMTU / Controlled Substance Monitoring Targeted Profile, 17 Drug Classes, Mass Spectrometry, Random, Urine -TOSU / Targeted Opioid Screen, Random, Urine Liquid Chromatography Tandem Mass Spectrometry, High-Resolution Accurate Mass (LC-MS/MS HRAM)
2020-01-02 | BCRAB | BCR/ABL1, p210, mRNA Detection, Reverse Transcription-PCR (RT-PCR), Quantitative, Monitoring Chronic Myeloid Leukemia (CML), Varies | 48411 | BCR/ABL1, p210 Result | 55135-8 | BCR-ABL1 kinase domain targeted mutation analysis:Prid:Pt:Bld/Tiss:Nom:Molgen | Quantitative Reverse Transcription-Polymerase Chain Reaction (RT-PCR)
2020-01-02 | HBRP | Histoplasma capsulatum/Blastomyces species, Molecular Detection, PCR, Varies | 32457 | Histo/Blasto Result | 81653-8 | Blastomyces dermatitidis drk1 & Histoplasma capsulatum gapdh genes:Prid:Pt:XXX:Nom:Probe.amp.tar | Real-Time Polymerase Chain Reaction (PCR)
2020-01-02 | GIP | Gastrointestinal Pathogen Panel, PCR, Feces | 37098 | Adenovirus F40/41 | 82209-8 | Adenovirus 40+41 DNA:PrThr:Pt:Stool:Ord:Non-probe.amp.tar | Multiplex Polymerase Chain Reaction (PCR)
2020-01-02 | ATTI | Antithrombin Antigen, Plasma | ATTI | Antithrombin Antigen, P | 27812-7 | Antithrombin Ag actual/Normal:RelMCnc:Pt:PPP:Qn:IA | Latex Immunoassay (LIA)
2020-01-02 | PSF | Protein S Antigen, Free, Plasma | PSF | Protein S Ag, Free, P | 27821-8 | Protein S.free Ag actual/Normal:RelMCnc:Pt:PPP:Qn:IA | Only orderable as part of a profile, see PSTF / Protein S Antigen, Plasma. Latex Immunoassay
2020-01-02 | FSABI | Tysabri (Natalizumab) Immunogenicity | Z4143 | Tysabri/Natalizumab Immunogenicity | 49598-6 | Natalizumab Ab:PrThr:Pt:Ser:Ord:IA | Enzyme Linked Immunosorbent Assay (ELISA)
2020-01-02 | FMNPP | Motor Neuropathy Panel | Z4539 | MAG Antibody, IgM | 17314-6 | Myelin associated glycoprotein Ab.IgM:ACnc:Pt:Ser:Qn:IA | Semi-Quantitative Enzyme-Linked Immunosorbent Assay Quantitative Immunoturbidimetry Quantitative Capillary Electrophoresis Qualitative Immunofixation Electrophoresis Colorimetric Assay
2020-01-02 | FMNPP | Motor Neuropathy Panel | Z4543 | GD1a Antibodies, IgG-IgM | 48656-3 | Ganglioside GD1a Ab:ACnc:Pt:Ser:Qn:IA | Semi-Quantitative Enzyme-Linked Immunosorbent Assay Quantitative Immunoturbidimetry Quantitative Capillary Electrophoresis Qualitative Immunofixation Electrophoresis Colorimetric Assay
2020-01-02 | DAGL | Gliadin (Deamidated) Antibody, IgA, Serum | DAGL | Gliadin(Deamidated) Ab, IgA, S | 47393-4 | Gliadin peptide Ab.IgA:PrThr:Pt:Ser:Ord:IA | Enzyme-Linked Immunosorbent Assay (ELISA)
2020-01-02 | DGGL | Gliadin (Deamidated) Antibody, IgG, Serum | DGGL | Gliadin(Deamidated) Ab, IgG, S | 47394-2 | Gliadin peptide Ab.IgG:PrThr:Pt:Ser:Ord:IA | Enzyme-Linked Immunosorbent Assay (ELISA)
2020-01-02 | HCCAD | Hepatitis C Virus Antibody Screen, Cadaveric or Hemolyzed Specimens, Asymptomatic, Serum | 87858 | HCV Ab Cadaver/Hemolyzed Screen, S | 13955-0 | Hepatitis C virus Ab:PrThr:Pt:Ser/Plas:Ord:IA | Enzyme Immunoassay (EIA)
2020-01-02 | RNAP | RNA Polymerase III Antibodies, IgG, Serum | RNAP | RNA Polymerase III Ab, IgG, S | 79182-2 | RNA polymerase III Ab.IgG:ACnc:Pt:Ser/Plas:Qn:IA | Enzyme-Linked Immunosorbent Assay (ELISA)
2020-01-02 | SCL70 | Scl 70 Antibodies, IgG, Serum | SCL70 | Scl 70 Ab, IgG, S | 47322-3 | SCL-70 extractable nuclear Ab.IgG:ACnc:Pt:Ser:Qn:IA | Multiplex Flow Immunoassay
2020-01-02 | ROPG | Measles (Rubeola) Antibodies, IgG, Serum | ROG | Measles (Rubeola) Ab, IgG, S | 35275-7 | Measles virus Ab.IgG:PrThr:Pt:Ser:Ord:IA | Multiplex Flow Immunoassay (MFI)
2020-01-02 | FSLAA | Soluble Liver Antigen (SLA) Autoantibody | FSLAA | SLA Autoantibody | 32219-8 | Soluble liver Ab:ACnc:Pt:Ser:Qn:IA | Enzyme Linked Immunosorbent Immunoassay (ELISA)
2020-01-02 | FCNAB | Chromatin (Nucleosomal) Antibody | FCNAB | Chromatin (Nucleosomal) Ab | 34416-8 | Nucleosome Ab:ACnc:Pt:Ser:Qn:IA | Immunoassay
2020-01-02 | FLACF | Lactoferrin, Fecal by ELISA | FLACF | Lactoferrin, Fecal by ELISA | 40703-1 | Lactoferrin:PrThr:Pt:Stool:Ord:IA | Qualitative Enzyme-Linked Immunosorbent Assay
2020-01-02 | HV1CD | HIV-1 and HIV-2 Antibodies for Cadaveric or Hemolyzed Specimens, Serum | 83628 | HIV-1/-2 Cadaver/Hemolyzed, S | 31201-7 | HIV 1+2 Ab:PrThr:Pt:Ser/Plas:Ord:IA | Enzyme Immunoassay (EIA)-Screening Procedure
2020-01-02 | FFTPO | Thrombopoietin (TPO) | FFTPO | Thrombopoietin (TPO) | 43237-7 | Thrombopoietin:MCnc:Pt:PPP:Qn:IA | Immunoassay
2020-01-02 | FNALO | Naloxone - Total (Conjugated/Unconjugated), Screen, Urine | Z1488 | Naloxone Screen, Total, U | 42618-9 | Naloxone:PrThr:Pt:Urine:Ord:Screen | High Performance Liquid Chromatography/Tandem Mass Spectrometry (LC-MS/MS)
2020-01-02 | CDTA | Carbohydrate Deficient Transferrin, Adult, Serum | 31714 | Mono-oligo/Di-oligo Ratio | 35469-6 | Transferrin.carbohydrate deficient.disialo/Transferrin.carbohydrate deficient.tetrasialo:MRto:Pt:Ser/Plas:Qn: | Affinity Chromatography/Mass Spectrometry (MS)
2020-01-02 | AH50 | Alternative Complement Pathway, Functional, Serum | 88676 | Alternative Complement Path Func, S | 74520-8 | Complement alternate pathway AH50 actual/normal:RelACnc:Pt:Ser:Qn:IA | Enzyme-Linked Immunosorbent Assay (ELISA)
2020-01-02 | FOVAS | Ovarian Antibody Screen with Reflex to Titer, IFA | Z3669 | Anti-Ovary Antibody | 21436-1 | Ovary Ab:PrThr:Pt:Ser:Ord:IF | Immunofluorescence Assay (IFA)
2020-01-02 | NAGS | Hexosaminidase A and Total Hexosaminidase, Serum | 27613 | Hexosaminidase Percent A, S | 12914-8 | Beta-N-acetylhexosaminidase.A/Beta-N-acetylhexosaminidase.total:CFr:Pt:Ser/Plas:Qn: | Heat Inactivation, Fluorometric, Automated
2020-01-02 | HBGCD | Hepatitis B Surface Antigen for Cadaveric or Hemolyzed Specimens, Serum | 83626 | HBsAg Cadaver/Hemolyzed, S | 5196-1 | Hepatitis B virus surface Ag:PrThr:Pt:Ser/Plas:Ord:IA | Enzyme Immunoassay (EIA)
2019-12-31 | MPSQU | Mucopolysaccharides Quantitative, Random, Urine | BG716 | Reason for Referral | 42349-1 | Reason for referral:Find:Pt:^Patient:Nar: | Liquid Chromatography Tandem Mass Spectrometry (LC-MS/MS)
2019-12-31 | BFLA1 | Lipid Analysis, Body Fluid | BFCHO | Cholesterol, BF | 12183-0 | Cholesterol:MCnc:Pt:Body fld:Qn: | Colorimetry/Spectrophotometry (SP)/Electrophoresis
2019-12-31 | BFLA1 | Lipid Analysis, Body Fluid | BFTRG | Triglycerides, BF | 12228-3 | Triglyceride:MCnc:Pt:Body fld:Qn: | Colorimetry/Spectrophotometry (SP)/Electrophoresis
2019-12-31 | MPSQU | Mucopolysaccharides Quantitative, Random, Urine | 605985 | Reviewed By | 18771-6 | Provider.signing name:Pn:Pt:Report:Nom: | Liquid Chromatography Tandem Mass Spectrometry (LC-MS/MS)
2019-12-31 | MPSQU | Mucopolysaccharides Quantitative, Random, Urine | 605989 | Keratan Sulfate | 92806-9 | Keratan sulfate/Creatinine:Ratio:Pt:Urine:Qn: | Liquid Chromatography Tandem Mass Spectrometry (LC-MS/MS)
2019-12-31 | MPSQU | Mucopolysaccharides Quantitative, Random, Urine | 605990 | Interpretation | 59462-2 | Clinical biochemist review:Imp:Pt:XXX:Nar: | Liquid Chromatography Tandem Mass Spectrometry (LC-MS/MS)
2019-12-26 | BFLA1 | Lipid Analysis, Body Fluid | BFCMT | Comment | 21025-2 | Pathologist interpretation:Imp:Pt:Body fld:Nom: | Colorimetry/Spectrophotometry (SP)/Electrophoresis
2019-12-26 | BFLA1 | Lipid Analysis, Body Fluid | FLD28 | Fluid Type: | 14725-6 | Fluid:Type:Pt:Body fld:Nom: | Colorimetry/Spectrophotometry (SP)/Electrophoresis
2019-12-23 | SERPZ | SERPINA1 Gene, Full Gene Analysis, Varies | 113179 | Result | 82939-0 | Genetic variant details:Find:Pt:Bld/Tiss:Nar:Molgen | Polymerase Chain Reaction (PCR) Amplification/DNA Sequencing
2019-12-23 | PCHE1 | Pseudocholinesterase, Total, Serum | PCHE1 | Pseudocholinesterase, Total, S | 2098-2 | Cholinesterase:CCnc:Pt:Ser/Plas:Qn: | Colorimetric Assay
2019-12-17 | KD2T | Krabbe Disease Second-Tier Newborn Screen, Blood Spot | 48536 | Interpretation | 62309-0 | Krabbe disease newborn screening comment-discussion:Txt:Pt:Bld.dot:Nar: | Liquid Chromatography Tandem Mass Spectrometry (LC-MS/MS)/Polymerase Chain Reaction with Gel Electrophoresis
2019-12-17 | PD2T | Pompe Disease Second-Tier Newborn Screening, Blood Spot | 48436 | Interpretation | 63416-2 | Pompe disease newborn screening comment-discussion:Txt:Pt:Bld.dot:Nar: | Flow Injection Analysis Tandem Mass Spectrometry (FIA-MS/MS)
2019-12-17 | FFTMV | Trichophyton Mentagrophytes (var interdigitale) IgE | Z5619 | Trichophyton ment var interdig IgE | 25801-2 | Trichophyton mentagrophytes var interdigitale Ab.IgE:ACnc:Pt:Ser:Qn: | ImmunoCAP FEIA
2019-12-16 | IFG23 | Intact Fibroblast Growth Factor 23, Serum | 607216 | Intact Fibroblast Growth Factor 23 | 54390-0 | Fibroblast growth factor 23.intact:MCnc:Pt:Ser/Plas:Qn: | Chemiluminescence-Based Quantitative Sandwich Immunoassay
2019-12-16 | PTNT | Prothrombin G20210A Mutation, Blood | 21803 | Prothrombin G20210A Mutation, B | 24475-6 | F2 gene.c.20210G>A:Geno:Pt:Bld/Tiss:Nom:Molgen | Direct Variant Analysis
2019-12-16 | FQPPS | Porphyrins, Feces | 15525 | Pentacarboxyl I | 33623-0 | Pentacarboxylporphyrin I:MRat:24H:Stool:Qn: | High-Performance Liquid Chromatography (HPLC)
2019-12-16 | NMOFC | Neuromyelitis Optica (NMO)/Aquaporin-4-IgG Fluorescence-Activated Cell Sorting (FACS) Assay, Spinal Fluid | 38325 | NMO/AQP4-IgG FACS, CSF | 46718-3 | Aquaporin 4 water channel Ab.IgG:PrThr:Pt:CSF:Ord: | Flow Cytometry
2019-12-16 | NMOFS | Neuromyelitis Optica (NMO)/Aquaporin-4-IgG Fluorescence-Activated Cell Sorting (FACS) Assay, Serum | 38324 | NMO/AQP4 FACS, S | 43638-6 | Aquaporin 4 water channel Ab.IgG:PrThr:Pt:Ser/Plas:Ord: | Flow Cytometry
2019-12-12 | PRSSZ | PRSS1 Gene, Full Gene Analysis, Varies | 52465 | Result | 82939-0 | Genetic variant details:Find:Pt:Bld/Tiss:Nar:Molgen | Polymerase Chain Reaction (PCR) Amplification followed by DNA sequencing
2019-12-11 | 21OH | 21-Hydroxylase Antibodies, Serum | 607788 | 21-Hydroxylase Ab, S | 85363-0 | 21-Hydroxylase Ab:PrThr:Pt:Ser:Ord: | Enzyme-Linked Immunosorbent Assay (ELISA)
2019-12-11 | FHBG | Hepatitis B Virus Genotyping | Z3197 | HBV RT Polymerase Mutations | Unable to Verify |  | Polymerase Chain Reaction/Sequencing
2019-12-10 | FPIGF | Pigeon Feathers IgG | FPIGF | Pigeon Feathers IgG | 58912-7 | Pigeon feather Ab.IgG:MCnc:Pt:Ser:Qn: | Phadia ImmunoCAP
2019-12-10 | ACC | Adrenal Mass Panel, 24 Hour, Urine | AC2GD | Gender | 76691-5 | Gender identity:Type:Pt:^Patient:Nom:Reported | Liquid Chromatography Tandem Mass Spectrometry, High-Resolution Accurate Mass (LC-MS/MS HRAM)
2019-12-09 | PM3CX | Lymph3Cx Assay, Primary Mediastinal Large B-cell Lymphoma and Diffuse Large B-cell Lymphoma, mRNA Gene Expression, NanoString, Tissue | 606164 | Lymph3Cx, Large B-cell Lymphoma, mRNA, Tissue | 93779-7 | Large B-cell lymphoma and cell of origin:Type:Pt:Tiss:Nom: | Gene Expression by Digital Counting of Fluorescent Bar-Coded Probes
2019-12-09 | PM3CX | Lymph3Cx Assay, Primary Mediastinal Large B-cell Lymphoma and Diffuse Large B-cell Lymphoma, mRNA Gene Expression, NanoString, Tissue | 606186 | DLBCL COO | 93783-9 | Diffuse large B-cell lymphoma cell of origin:Type:Pt:Tiss:Nom: | Gene Expression by Digital Counting of Fluorescent Bar-Coded Probes
2019-12-09 | PM3CX | Lymph3Cx Assay, Primary Mediastinal Large B-cell Lymphoma and Diffuse Large B-cell Lymphoma, mRNA Gene Expression, NanoString, Tissue | 606166 | DLBCL Probability | 93781-3 | Diffuse large B-cell lymphoma.activated B-cell subtype:Likelihood:Pt:Tiss:Qn: | Gene Expression by Digital Counting of Fluorescent Bar-Coded Probes
2019-12-09 | PM3CX | Lymph3Cx Assay, Primary Mediastinal Large B-cell Lymphoma and Diffuse Large B-cell Lymphoma, mRNA Gene Expression, NanoString, Tissue | 606165 | PMBCL Probability | 93780-5 | Primary mediastinal large B-cell lymphoma:Likelihood:Pt:Tiss:Qn: | Gene Expression by Digital Counting of Fluorescent Bar-Coded Probes
2019-12-09 | PM3CX | Lymph3Cx Assay, Primary Mediastinal Large B-cell Lymphoma and Diffuse Large B-cell Lymphoma, mRNA Gene Expression, NanoString, Tissue | 606185 | PMBCL Call | 93782-1 | Large B-cell lymphoma:Type:Pt:Tiss:Nom: | Gene Expression by Digital Counting of Fluorescent Bar-Coded Probes
2019-12-09 | C2 | C2 Complement, Functional, with Reflex, Serum | C2FX | C2 Complement,Functional,S | 93977-7 | Complement C2.functional:ACnc:Pt:Ser/Plas:Qn: | Automated Liposome Lysis Assay
2019-12-09 | C4FX | C4 Complement, Functional, Serum | C4FX | C4 Complement, Functional, S | 93978-5 | Complement C4.functional:ACnc:Pt:Ser/Plas:Qn: | Automated Liposome Lysis Assay
2019-12-09 | C2FXN | C2 Complement, Functional, Serum | C2FX | C2 Complement,Functional,S | 93977-7 | Complement C2.functional:ACnc:Pt:Ser/Plas:Qn: | Automated Liposome Lysis Assay
2019-12-05 | L3AFP | Alpha-Fetoprotein (AFP) L3% and Total, Hepatocellular Carcinoma Tumor Marker, Serum | INT67 | Interpretation | 69048-7 | Immunologist review:Imp:Pt:XXX:Nar: | Isotachophoresis with Laser-Induced Fluorescence
2019-12-03 | FADBC | Adenosine Deaminase, RBC | FADBC | Adenosine Deaminase RBC | 47549-1 | Adenosine deaminase:CCnt:Pt:RBC:Qn: | Kinetic Spectrophotometry
2019-11-26 | ALLOI | Allo-isoleucine, Blood Spot | 27458 | Leucine | 47679-6 | Leucine:SCnc:Pt:Bld.dot:Qn: | Liquid Chromatography Tandem Mass Spectrometry (LC-MS/MS) Portions of this test are covered by patents held by Quest Diagnostics
2019-11-26 | ALLOI | Allo-isoleucine, Blood Spot | 27459 | Isoleucine | 47671-3 | Isoleucine:SCnc:Pt:Bld.dot:Qn: | Liquid Chromatography Tandem Mass Spectrometry (LC-MS/MS) Portions of this test are covered by patents held by Quest Diagnostics
2019-11-26 | ALLOI | Allo-isoleucine, Blood Spot | 27460 | Valine | 47799-2 | Valine:SCnc:Pt:Bld.dot:Qn: | Liquid Chromatography Tandem Mass Spectrometry (LC-MS/MS) Portions of this test are covered by patents held by Quest Diagnostics
2019-11-26 | PLA2I | Phospholipase A2 Receptor, Immunofluorescence, Serum | PLA2I | PLA2R, Immunofluorescence, S | 82991-1 | Phospholipase A2 receptor Ab.IgG:PrThr:Pt:Ser/Plas:Ord:IF | Indirect Immunofluorescence Assay (IFA)
2019-11-26 | PLA2M | Phospholipase A2 Receptor, Monitoring, Enzyme-Linked Immunosorbent Assay, Serum | PLA2M | PLA2R, Monitoring, ELISA, S | 73737-9 | Phospholipase A2 receptor Ab.IgG:ACnc:Pt:Ser:Qn:IA | Enzyme-Linked Immunosorbent Assay (ELISA)
2019-11-25 | AAMSD | Amino Acids, Maple Syrup Urine Disease Panel, Plasma | 32450 | Interpretation (AAMSD) | 49247-0 | Amino acid pattern:Imp:Pt:Ser/Plas:Nar: | Liquid Chromatography Tandem Mass Spectrometry (LC-MS/MS) Portions of this test are covered by patents held by Quest Diagnostics
2019-11-25 | GLP | Glucagon, Plasma | 9358 | Glucagon, P | 2338-2 | Glucagon:MCnc:Pt:Ser/Plas:Qn: | Immunoassay
2019-11-22 | FENS | Fentanyl Screen, Random, Urine | 63060 | Fentanyl Screen, U | 59673-4 | fentaNYL:PrThr:Pt:Urine:Ord:Screen | Immunoassay
2019-11-21 | AAPD | Amino Acids, Quantitative, Random, Urine | 3481 | Interpretation (AAPD) | 49248-8 | Amino acid pattern:Imp:Pt:Urine:Nar: | Liquid Chromatography Tandem Mass Spectrometry (LC-MS/MS) Portions of this test are covered by patents held by Quest Diagnostics
2019-11-21 | AACSF | Amino Acids, Quantitative, Spinal Fluid | 50435 | Interpretation | 49303-1 | Amino acid pattern:Imp:Pt:CSF:Nar: | Liquid Chromatography Tandem Mass Spectrometry (LC-MS/MS) Portions of this test are covered by patents held by Quest Diagnostics
2019-11-21 | ALLOI | Allo-isoleucine, Blood Spot | 27453 | Interpretation | 46743-1 | Maple syrup urine disease:Imp:Pt:Bld.dot:Nom: | Liquid Chromatography Tandem Mass Spectrometry (LC-MS/MS) Portions of this test are covered by patents held by Quest Diagnostics
2019-11-21 | INS | Insulin, Serum | INS | Insulin, S | 27873-9 | Insulin^post CFst:ACnc:Pt:Ser/Plas:Qn: | Electrochemiluminescence Immunoassay (ECLIA)
2019-11-19 | NTRK | NTRK Gene Fusion Panel, Tumor | 606762 | Result | 81286-7 | Structural variant:ID:Pt:^Patient:Nom: | Polymerase Chain Reaction (PCR)-based Next-Generation Sequencing (NGS)
2019-11-19 | TABSU | Targeted Benzodiazepine Screen, Random, Urine | 604869 | Alpha-Hydroxy Midazolam | 94108-8 | 1-Hydroxymidazolam:PrThr:Pt:Urine:Ord:Screen | Only orderable as part of profile. For more information see: -CSMPU / Controlled Substance Monitoring Panel, Random, Urine -ADMPU / Addiction Medicine Profile with Reflex, 22 Drug Classes, High Resolution Mass Spectrometry and Immunoassay Screen, Random, Urine -CSMEU / Controlled Substance Monitoring Enhanced Profile with Reflex, 21 Drug Classes, High Resolution Mass Spectrometry and Immunoassay Screen, Random, Urine -CSMTU / Controlled Substance Monitoring Targeted Profile, 17 Drug Classes, Mass Spectrometry, Random, Urine -TBSU / Targeted Benzodiazepine Screen, Random, Urine Liquid Chromatography Tandem Mass Spectrometry, High-Resolution Accurate Mass (LC-MS/MS HRAM)
2019-11-19 | TABSU | Targeted Benzodiazepine Screen, Random, Urine | 604887 | Zolpidem | 94104-7 | Zolpidem:PrThr:Pt:Urine:Ord:Screen | Only orderable as part of profile. For more information see: -CSMPU / Controlled Substance Monitoring Panel, Random, Urine -ADMPU / Addiction Medicine Profile with Reflex, 22 Drug Classes, High Resolution Mass Spectrometry and Immunoassay Screen, Random, Urine -CSMEU / Controlled Substance Monitoring Enhanced Profile with Reflex, 21 Drug Classes, High Resolution Mass Spectrometry and Immunoassay Screen, Random, Urine -CSMTU / Controlled Substance Monitoring Targeted Profile, 17 Drug Classes, Mass Spectrometry, Random, Urine -TBSU / Targeted Benzodiazepine Screen, Random, Urine Liquid Chromatography Tandem Mass Spectrometry, High-Resolution Accurate Mass (LC-MS/MS HRAM)
2019-11-19 | TABSU | Targeted Benzodiazepine Screen, Random, Urine | 604871 | Alprazolam | 94116-1 | ALPRAZolam:PrThr:Pt:Urine:Ord:Screen | Only orderable as part of profile. For more information see: -CSMPU / Controlled Substance Monitoring Panel, Random, Urine -ADMPU / Addiction Medicine Profile with Reflex, 22 Drug Classes, High Resolution Mass Spectrometry and Immunoassay Screen, Random, Urine -CSMEU / Controlled Substance Monitoring Enhanced Profile with Reflex, 21 Drug Classes, High Resolution Mass Spectrometry and Immunoassay Screen, Random, Urine -CSMTU / Controlled Substance Monitoring Targeted Profile, 17 Drug Classes, Mass Spectrometry, Random, Urine -TBSU / Targeted Benzodiazepine Screen, Random, Urine Liquid Chromatography Tandem Mass Spectrometry, High-Resolution Accurate Mass (LC-MS/MS HRAM)
2019-11-19 | TABSU | Targeted Benzodiazepine Screen, Random, Urine | 604889 | Clobazam | 94114-6 | cloBAZam:PrThr:Pt:Urine:Ord:Screen | Only orderable as part of profile. For more information see: -CSMPU / Controlled Substance Monitoring Panel, Random, Urine -ADMPU / Addiction Medicine Profile with Reflex, 22 Drug Classes, High Resolution Mass Spectrometry and Immunoassay Screen, Random, Urine -CSMEU / Controlled Substance Monitoring Enhanced Profile with Reflex, 21 Drug Classes, High Resolution Mass Spectrometry and Immunoassay Screen, Random, Urine -CSMTU / Controlled Substance Monitoring Targeted Profile, 17 Drug Classes, Mass Spectrometry, Random, Urine -TBSU / Targeted Benzodiazepine Screen, Random, Urine Liquid Chromatography Tandem Mass Spectrometry, High-Resolution Accurate Mass (LC-MS/MS HRAM)
2019-11-19 | TABSU | Targeted Benzodiazepine Screen, Random, Urine | 604267 | 7-aminoclonazepam | 94112-0 | 7-Aminoclonazepam:PrThr:Pt:Urine:Ord:Screen | Only orderable as part of profile. For more information see: -CSMPU / Controlled Substance Monitoring Panel, Random, Urine -ADMPU / Addiction Medicine Profile with Reflex, 22 Drug Classes, High Resolution Mass Spectrometry and Immunoassay Screen, Random, Urine -CSMEU / Controlled Substance Monitoring Enhanced Profile with Reflex, 21 Drug Classes, High Resolution Mass Spectrometry and Immunoassay Screen, Random, Urine -CSMTU / Controlled Substance Monitoring Targeted Profile, 17 Drug Classes, Mass Spectrometry, Random, Urine -TBSU / Targeted Benzodiazepine Screen, Random, Urine Liquid Chromatography Tandem Mass Spectrometry, High-Resolution Accurate Mass (LC-MS/MS HRAM)
2019-11-19 | TABSU | Targeted Benzodiazepine Screen, Random, Urine | 604866 | 7-aminoflunitrazepam | 94111-2 | 7-Aminoflunitrazepam:PrThr:Pt:Urine:Ord:Screen | Only orderable as part of profile. For more information see: -CSMPU / Controlled Substance Monitoring Panel, Random, Urine -ADMPU / Addiction Medicine Profile with Reflex, 22 Drug Classes, High Resolution Mass Spectrometry and Immunoassay Screen, Random, Urine -CSMEU / Controlled Substance Monitoring Enhanced Profile with Reflex, 21 Drug Classes, High Resolution Mass Spectrometry and Immunoassay Screen, Random, Urine -CSMTU / Controlled Substance Monitoring Targeted Profile, 17 Drug Classes, Mass Spectrometry, Random, Urine -TBSU / Targeted Benzodiazepine Screen, Random, Urine Liquid Chromatography Tandem Mass Spectrometry, High-Resolution Accurate Mass (LC-MS/MS HRAM)
2019-11-19 | TABSU | Targeted Benzodiazepine Screen, Random, Urine | 604890 | N-Desmethylclobazam | 94113-8 | Norclobazam:PrThr:Pt:Urine:Ord:Screen | Only orderable as part of profile. For more information see: -CSMPU / Controlled Substance Monitoring Panel, Random, Urine -ADMPU / Addiction Medicine Profile with Reflex, 22 Drug Classes, High Resolution Mass Spectrometry and Immunoassay Screen, Random, Urine -CSMEU / Controlled Substance Monitoring Enhanced Profile with Reflex, 21 Drug Classes, High Resolution Mass Spectrometry and Immunoassay Screen, Random, Urine -CSMTU / Controlled Substance Monitoring Targeted Profile, 17 Drug Classes, Mass Spectrometry, Random, Urine -TBSU / Targeted Benzodiazepine Screen, Random, Urine Liquid Chromatography Tandem Mass Spectrometry, High-Resolution Accurate Mass (LC-MS/MS HRAM)
2019-11-18 | LHSV | Herpes Simplex Virus (HSV), Molecular Detection, PCR, Varies | SS001 | Specimen Source | 39111-0 | Body site:Anat:Pt:^Patient:Nom: | Real-Time Polymerase Chain Reaction (PCR)/DNA Probe Hybridization
2019-11-18 | LVZV | Varicella-Zoster Virus, Molecular Detection, PCR, Varies | SRC70 | Specimen Source | 39111-0 | Body site:Anat:Pt:^Patient:Nom: | Real-Time Polymerase Chain Reaction (PCR)/DNA Probe Hybridization
2019-11-15 | TABSU | Targeted Benzodiazepine Screen, Random, Urine | 604882 | Oxazepam Glucuronide | 94107-0 | Oxazepam glucuronide:PrThr:Pt:Urine:Ord:Screen | Only orderable as part of profile. For more information see: -CSMPU / Controlled Substance Monitoring Panel, Random, Urine -ADMPU / Addiction Medicine Profile with Reflex, 22 Drug Classes, High Resolution Mass Spectrometry and Immunoassay Screen, Random, Urine -CSMEU / Controlled Substance Monitoring Enhanced Profile with Reflex, 21 Drug Classes, High Resolution Mass Spectrometry and Immunoassay Screen, Random, Urine -CSMTU / Controlled Substance Monitoring Targeted Profile, 17 Drug Classes, Mass Spectrometry, Random, Urine -TBSU / Targeted Benzodiazepine Screen, Random, Urine Liquid Chromatography Tandem Mass Spectrometry, High-Resolution Accurate Mass (LC-MS/MS HRAM)
2019-11-15 | TABSU | Targeted Benzodiazepine Screen, Random, Urine | 604885 | Temazepam Glucuronide | 94106-2 | Temazepam glucuronide:PrThr:Pt:Urine:Ord:Screen | Only orderable as part of profile. For more information see: -CSMPU / Controlled Substance Monitoring Panel, Random, Urine -ADMPU / Addiction Medicine Profile with Reflex, 22 Drug Classes, High Resolution Mass Spectrometry and Immunoassay Screen, Random, Urine -CSMEU / Controlled Substance Monitoring Enhanced Profile with Reflex, 21 Drug Classes, High Resolution Mass Spectrometry and Immunoassay Screen, Random, Urine -CSMTU / Controlled Substance Monitoring Targeted Profile, 17 Drug Classes, Mass Spectrometry, Random, Urine -TBSU / Targeted Benzodiazepine Screen, Random, Urine Liquid Chromatography Tandem Mass Spectrometry, High-Resolution Accurate Mass (LC-MS/MS HRAM)
2019-11-15 | TABSU | Targeted Benzodiazepine Screen, Random, Urine | 604888 | Zolpidem Phenyl-4-Carboxylic acid | 94103-9 | Zolpidem phenyl-4-carboxylate:PrThr:Pt:Urine:Ord:Screen | Only orderable as part of profile. For more information see: -CSMPU / Controlled Substance Monitoring Panel, Random, Urine -ADMPU / Addiction Medicine Profile with Reflex, 22 Drug Classes, High Resolution Mass Spectrometry and Immunoassay Screen, Random, Urine -CSMEU / Controlled Substance Monitoring Enhanced Profile with Reflex, 21 Drug Classes, High Resolution Mass Spectrometry and Immunoassay Screen, Random, Urine -CSMTU / Controlled Substance Monitoring Targeted Profile, 17 Drug Classes, Mass Spectrometry, Random, Urine -TBSU / Targeted Benzodiazepine Screen, Random, Urine Liquid Chromatography Tandem Mass Spectrometry, High-Resolution Accurate Mass (LC-MS/MS HRAM)
2019-11-15 | TABSU | Targeted Benzodiazepine Screen, Random, Urine | 604891 | Alpha-Hydroxyalprazolam Glucuronide | 94115-3 | Alpha hydroxyalprazolam glucuronide:PrThr:Pt:Urine:Ord:Screen | Only orderable as part of profile. For more information see: -CSMPU / Controlled Substance Monitoring Panel, Random, Urine -ADMPU / Addiction Medicine Profile with Reflex, 22 Drug Classes, High Resolution Mass Spectrometry and Immunoassay Screen, Random, Urine -CSMEU / Controlled Substance Monitoring Enhanced Profile with Reflex, 21 Drug Classes, High Resolution Mass Spectrometry and Immunoassay Screen, Random, Urine -CSMTU / Controlled Substance Monitoring Targeted Profile, 17 Drug Classes, Mass Spectrometry, Random, Urine -TBSU / Targeted Benzodiazepine Screen, Random, Urine Liquid Chromatography Tandem Mass Spectrometry, High-Resolution Accurate Mass (LC-MS/MS HRAM)
2019-11-15 | TABSU | Targeted Benzodiazepine Screen, Random, Urine | 604868 | 2-Hydroxy Ethyl Flurazepam | 94110-4 | 2-Hydroxyethylflurazepam:PrThr:Pt:Urine:Ord:Screen | Only orderable as part of profile. For more information see: -CSMPU / Controlled Substance Monitoring Panel, Random, Urine -ADMPU / Addiction Medicine Profile with Reflex, 22 Drug Classes, High Resolution Mass Spectrometry and Immunoassay Screen, Random, Urine -CSMEU / Controlled Substance Monitoring Enhanced Profile with Reflex, 21 Drug Classes, High Resolution Mass Spectrometry and Immunoassay Screen, Random, Urine -CSMTU / Controlled Substance Monitoring Targeted Profile, 17 Drug Classes, Mass Spectrometry, Random, Urine -TBSU / Targeted Benzodiazepine Screen, Random, Urine Liquid Chromatography Tandem Mass Spectrometry, High-Resolution Accurate Mass (LC-MS/MS HRAM)
2019-11-15 | TABSU | Targeted Benzodiazepine Screen, Random, Urine | 604870 | Alpha-Hydroxy Triazolam | 94105-4 | Alpha hydroxytriazolam:PrThr:Pt:Urine:Ord:Screen | Only orderable as part of profile. For more information see: -CSMPU / Controlled Substance Monitoring Panel, Random, Urine -ADMPU / Addiction Medicine Profile with Reflex, 22 Drug Classes, High Resolution Mass Spectrometry and Immunoassay Screen, Random, Urine -CSMEU / Controlled Substance Monitoring Enhanced Profile with Reflex, 21 Drug Classes, High Resolution Mass Spectrometry and Immunoassay Screen, Random, Urine -CSMTU / Controlled Substance Monitoring Targeted Profile, 17 Drug Classes, Mass Spectrometry, Random, Urine -TBSU / Targeted Benzodiazepine Screen, Random, Urine Liquid Chromatography Tandem Mass Spectrometry, High-Resolution Accurate Mass (LC-MS/MS HRAM)
2019-11-15 | TABSU | Targeted Benzodiazepine Screen, Random, Urine | 604878 | Lorazepam Glucuronide | 94109-6 | LORazepam glucuronide:PrThr:Pt:Urine:Ord:Screen | Only orderable as part of profile. For more information see: -CSMPU / Controlled Substance Monitoring Panel, Random, Urine -ADMPU / Addiction Medicine Profile with Reflex, 22 Drug Classes, High Resolution Mass Spectrometry and Immunoassay Screen, Random, Urine -CSMEU / Controlled Substance Monitoring Enhanced Profile with Reflex, 21 Drug Classes, High Resolution Mass Spectrometry and Immunoassay Screen, Random, Urine -CSMTU / Controlled Substance Monitoring Targeted Profile, 17 Drug Classes, Mass Spectrometry, Random, Urine -TBSU / Targeted Benzodiazepine Screen, Random, Urine Liquid Chromatography Tandem Mass Spectrometry, High-Resolution Accurate Mass (LC-MS/MS HRAM)
2019-11-14 | SFUNG | 1,3-Beta-D-Glucan (Fungitell), Serum | 603616 | Fungitell Qualitative Result | 93812-6 | 1,3 beta glucan:PrThr:Pt:Ser:Ord: | Protease Zymogen-Based Colorimetric Assay
2019-11-14 | BRAFB | Cell-Free DNA BRAF V600, Blood | 48045 | Result | 93690-6 | BRAF gene.p.Val600 mutations:Prid:Pt:Plas.cfDNA:Nom:Molgen | Digital Droplet Polymerase Chain Reaction (ddPCR)
2019-11-14 | CDIF | Clostridioides difficile Culture, Varies | CDIF | C. difficile Culture | 562-9 | Clostridioides difficile:PrThr:Pt:Stool:Ord:Organism specific culture | Conventional Culture Technique
2019-11-14 | ACC | Adrenal Mass Panel, 24 Hour, Urine | 607307 | Tetrahydrodeoxycortisol | 2996-7 | Tetrahydrodeoxycortisol:MRat:24H:Urine:Qn: | Liquid Chromatography Tandem Mass Spectrometry, High-Resolution Accurate Mass (LC-MS/MS HRAM)
2019-11-13 | ETGX | Ethyl Glucuronide Confirmation, Chain of Custody, Random, Urine | 36853 | ETG Immunoassay Screen | 93706-0 | Ethyl sulfate+Ethyl glucuronide:MCnc:Pt:Urine:Qn:Screen | Liquid Chromatography Tandem Mass Spectrometry (LC-MS/MS)
2019-11-13 | ACC | Adrenal Mass Panel, 24 Hour, Urine | 607333 | Comment | 77202-0 | Laboratory comment:Txt:Pt:Report:Nar: | Liquid Chromatography Tandem Mass Spectrometry, High-Resolution Accurate Mass (LC-MS/MS HRAM)
2019-11-12 | UNIPD | Uniparental Disomy, Varies | 53357 | Result | 36917-3 | Chromosome uniparental disomy:Prid:Pt:Bld/Tiss:Nar:Molgen | Polymerase Chain Reaction (PCR)/Microsatellite markers
2019-11-12 | LEVE | Levetiracetam, Serum | 83140 | Levetiracetam, S | 30471-7 | levETIRAcetam:MCnc:Pt:Ser/Plas:Qn: | Liquid Chromatography Tandem Mass Spectrometry (LC-MS/MS)
2019-11-12 | CZPS | Clonazepam and 7-Aminoclonazepam, Serum | 65044 | Clonazepam | 3494-2 | clonazePAM:MCnc:Pt:Ser/Plas:Qn: | Liquid Chromatography-Tandem Mass Spectrometry (LC-MS/MS)
2019-11-12 | CARTA | Carbamazepine, Total, Serum | CARTA | Carbamazepine, Tot, S | 3432-2 | carBAMazepine:MCnc:Pt:Ser/Plas:Qn: | Homogeneous Microparticle Agglutination Immunoassay
2019-11-11 | FMNPP | Motor Neuropathy Panel | Z4541 | Asialo-GM1 Antibodies, IgG-IgM | 44737-5 | Asialoganglioside GM1 Ab:ACnc:Pt:Ser:Qn:IA | Semi-Quantitative Enzyme-Linked Immunosorbent Assay Quantitative Immunoturbidimetry Quantitative Capillary Electrophoresis Qualitative Immunofixation Electrophoresis Colorimetric Assay
2019-11-11 | FMNPP | Motor Neuropathy Panel | Z4544 | GD1b Antibodies, IgG-IgM | 26870-6 | Ganglioside GD1b Ab:ACnc:Pt:Ser:Qn:IA | Semi-Quantitative Enzyme-Linked Immunosorbent Assay Quantitative Immunoturbidimetry Quantitative Capillary Electrophoresis Qualitative Immunofixation Electrophoresis Colorimetric Assay
2019-11-11 | QUAD1 | Quad Screen (Second Trimester) Maternal, Serum | 10335 | Down syndrome maternal age risk | 49090-4 | Fetal trisomy 21 risk:Likelihood:Pt:^Fetus:Qn:Based on maternal age | Immunoenzymatic Assay
2019-11-11 | 1STT1 | First Trimester Maternal Screen, Serum | 26435 | Down Syndrome Maternal Age Risk | 49090-4 | Fetal trisomy 21 risk:Likelihood:Pt:^Fetus:Qn:Based on maternal age | Immunoenzymatic Assay
2019-11-11 | SEQA | Sequential Maternal Screening, Part 1, Serum | 29470 | Down Syndrome Maternal Age Risk | 49090-4 | Fetal trisomy 21 risk:Likelihood:Pt:^Fetus:Qn:Based on maternal age | Immunoenzymatic Assay
2019-11-11 | SEQB | Sequential Maternal Screening, Part 2, Serum | 29501 | Down Syndrome Maternal Age Risk | 49090-4 | Fetal trisomy 21 risk:Likelihood:Pt:^Fetus:Qn:Based on maternal age | Immunoenzymatic Assay
2019-11-11 | PCPX | Phencyclidine Confirmation, Chain of Custody, Random, Urine | 6672 | Phencyclidine Immunoassay Screen | 19659-2 | Phencyclidine:PrThr:Pt:Urine:Ord:Screen | Immunoassay/Gas Chromatography Mass Spectrometry (GC-MS) Confirmation with Quantitation
2019-11-11 | GIP | Gastrointestinal Pathogen Panel, PCR, Feces | 37082 | C. difficile toxin | 82197-5 | Clostridioides difficile toxin A+B tcdA+tcdB genes:PrThr:Pt:Stool:Ord:Non-probe.amp.tar | Multiplex Polymerase Chain Reaction (PCR)
2019-11-11 | LAMO | Lamotrigine, Serum | 80999 | Lamotrigine, S | 6948-4 | lamoTRIgine:MCnc:Pt:Ser/Plas:Qn: | Liquid Chromatography-Tandem Mass Spectrometry (LC-MS/MS)
2019-11-11 | QUAD1 | Quad Screen (Second Trimester) Maternal, Serum | 10334 | Down syndrome screen risk estimate | 43995-0 | Fetal trisomy 21 risk:Likelihood:Pt:^Fetus:Qn: | Immunoenzymatic Assay
2019-11-11 | 1STT1 | First Trimester Maternal Screen, Serum | 26428 | Recalculated Maternal Serum Screen | 43995-0 | Fetal trisomy 21 risk:Likelihood:Pt:^Fetus:Qn: | Immunoenzymatic Assay
2019-11-11 | 1STT1 | First Trimester Maternal Screen, Serum | 26434 | Down Syndrome Screen Risk Estimate | 43995-0 | Fetal trisomy 21 risk:Likelihood:Pt:^Fetus:Qn: | Immunoenzymatic Assay
2019-11-11 | SEQA | Sequential Maternal Screening, Part 1, Serum | 29451 | Recalculated Maternal Serum Screen | 43995-0 | Fetal trisomy 21 risk:Likelihood:Pt:^Fetus:Qn: | Immunoenzymatic Assay
2019-11-11 | SEQA | Sequential Maternal Screening, Part 1, Serum | 29469 | Down Syndrome Screen Risk Estimate | 43995-0 | Fetal trisomy 21 risk:Likelihood:Pt:^Fetus:Qn: | Immunoenzymatic Assay
2019-11-11 | SEQB | Sequential Maternal Screening, Part 2, Serum | 29476 | Recalculated Maternal Serum Screen | 43995-0 | Fetal trisomy 21 risk:Likelihood:Pt:^Fetus:Qn: | Immunoenzymatic Assay
2019-11-11 | SEQB | Sequential Maternal Screening, Part 2, Serum | 29500 | Down Syndrome Screen Risk Estimate | 43995-0 | Fetal trisomy 21 risk:Likelihood:Pt:^Fetus:Qn: | Immunoenzymatic Assay
2019-11-11 | QUAD1 | Quad Screen (Second Trimester) Maternal, Serum | 10337 | Trisomy 18 screen risk estimate | 43994-3 | Fetal trisomy 18 risk:Likelihood:Pt:^Fetus:Qn: | Immunoenzymatic Assay
2019-11-11 | 1STT1 | First Trimester Maternal Screen, Serum | 26436 | Trisomy 18 Screen Risk Estimate | 43994-3 | Fetal trisomy 18 risk:Likelihood:Pt:^Fetus:Qn: | Immunoenzymatic Assay
2019-11-11 | SEQA | Sequential Maternal Screening, Part 1, Serum | 29471 | Trisomy 18 Screen Risk Estimate | 43994-3 | Fetal trisomy 18 risk:Likelihood:Pt:^Fetus:Qn: | Immunoenzymatic Assay
2019-11-11 | SEQB | Sequential Maternal Screening, Part 2, Serum | 29502 | Trisomy 18 Screen Risk Estimate | 43994-3 | Fetal trisomy 18 risk:Likelihood:Pt:^Fetus:Qn: | Immunoenzymatic Assay
2019-11-11 | GABA | Gabapentin, Serum | 80826 | Gabapentin, S | 9738-6 | Gabapentin:MCnc:Pt:Ser/Plas/Bld:Qn: | Liquid Chromatography Tandem Mass Spectrometry (LC-MS/MS)
2019-11-11 | FGAGM | Ganglioside (Asialo-GM1, GM1, GM2, GD1a, GD1b, and GQ1b) Antibodies | Z4246 | GM1 Antibodies, IgG-IgM | 31500-2 | Ganglioside GM1 Ab.IgG+IgM:ACnc:Pt:Ser:Qn: | Semi-Quantitative Enzyme-Linked Immunosorbent Assay
2019-11-11 | FMNPP | Motor Neuropathy Panel | Z4545 | GQ1b Antibodies, IgG-IgM | 31674-5 | Ganglioside GQ1b Ab:ACnc:Pt:Ser:Qn: | Semi-Quantitative Enzyme-Linked Immunosorbent Assay Quantitative Immunoturbidimetry Quantitative Capillary Electrophoresis Qualitative Immunofixation Electrophoresis Colorimetric Assay
2019-11-11 | BAFS | Bile Acids, Fractionated and Total, Serum | 35799 | Total Ursodeoxycholic acid | 55159-8 | Ursodeoxycholate:SCnc:Pt:Ser/Plas:Qn: | Liquid Chromatography Tandem Mass Spectrometry (LC-MS/MS)
2019-11-11 | BAPS | Bile Acid Profile, Serum | 35804 | Ursodeoxycholic acid | 55159-8 | Ursodeoxycholate:SCnc:Pt:Ser/Plas:Qn: | Liquid Chromatography Tandem Mass Spectrometry (LC-MS/MS)
2019-11-08 | AMA | Mitochondrial Antibodies (M2), Serum | AMA | Mitochondrial Ab, M2, S | 51715-1 | Mitochondria M2 Ab:ACnc:Pt:Ser:Qn:IA | Enzyme Immunoassay (EIA)
2019-11-08 | HEXU | Iohexol, Timed Collection, Urine | 61712 | Iohexol, U | 93973-6 | Iohexol:MCnc:Pt:Urine:Qn: | Liquid Chromatography Tandem Mass Spectrometry (LC-MS/MS)
2019-11-08 | CERAM | MI-Heart Ceramides, Plasma | 42430 | Ceramide (24:1) | 93880-3 | N-Nervonoylsphingosine:SCnc:Pt:Plas:Qn: | Liquid Chromatography Tandem Mass Spectrometry (LC-MS/MS)
2019-11-08 | CERAM | MI-Heart Ceramides, Plasma | 42431 | Ceramide (16:0)/(24:0) ratio | 93879-5 | N-Palmitoylsphingosine/N-Lignoceroylsphingosine:SRto:Pt:Plas:Qn: | Liquid Chromatography Tandem Mass Spectrometry (LC-MS/MS)
2019-11-08 | CERAM | MI-Heart Ceramides, Plasma | 42432 | Ceramide (18:0)/(24:0) ratio | 93878-7 | N-Stearoylsphingosine/N-Lignoceroylsphingosine:SRto:Pt:Plas:Qn: | Liquid Chromatography Tandem Mass Spectrometry (LC-MS/MS)
2019-11-08 | CERAM | MI-Heart Ceramides, Plasma | 42433 | Ceramide (24:1)/(24:0) ratio | 93877-9 | N-Nervonoylsphingosine/N-Lignoceroylsphingosine:SRto:Pt:Plas:Qn: | Liquid Chromatography Tandem Mass Spectrometry (LC-MS/MS)
2019-11-08 | CERAM | MI-Heart Ceramides, Plasma | 42434 | MI-Heart Ceramide Risk Score | 93876-1 | Ceramide risk score:Score:Pt:Plas:Qn:Calculated | Liquid Chromatography Tandem Mass Spectrometry (LC-MS/MS)
2019-11-08 | CERAM | MI-Heart Ceramides, Plasma | 42428 | Ceramide (16:0) | 93882-9 | N-Palmitoylsphingosine:SCnc:Pt:Plas:Qn: | Liquid Chromatography Tandem Mass Spectrometry (LC-MS/MS)
2019-11-07 | LENT | Enterovirus, Molecular Detection, PCR, Varies | 80066 | Enterovirus PCR | 93856-3 | Enterovirus RNA:PrThr:Pt:XXX:Ord:Non-probe.amp.tar | Real-Time Polymerase Chain Reaction (PCR)/RNA Probe Hybridization
2019-11-06 | BAIPD | Bile Acids for Peroxisomal Disorders, Serum | 41447 | Trihydroxycholestanoic Acid | 38188-9 | Bile acid.trihydroxy:SCnc:Pt:Ser/Plas:Qn: | Liquid Chromatography Tandem Mass Spectrometry (LC-MS/MS)
2019-11-06 | BAIPD | Bile Acids for Peroxisomal Disorders, Serum | 41448 | Total Cholic Acid | 30518-5 | Cholate:SCnc:Pt:Ser/Plas:Qn: | Liquid Chromatography Tandem Mass Spectrometry (LC-MS/MS)
2019-11-06 | BAIPD | Bile Acids for Peroxisomal Disorders, Serum | 41449 | Total Chenodeoxycholic Acid | 30519-3 | Chenodeoxycholate:SCnc:Pt:Ser/Plas:Qn: | Liquid Chromatography Tandem Mass Spectrometry (LC-MS/MS)
2019-11-06 | BAIPD | Bile Acids for Peroxisomal Disorders, Serum | 41451 | Total Bile Acids | 14628-2 | Bile acid:SCnc:Pt:Ser/Plas:Qn: | Liquid Chromatography Tandem Mass Spectrometry (LC-MS/MS)
2019-11-06 | BILEA | Bile Acids, Total, Serum | BILEA | Bile Acids, Total, S | 14628-2 | Bile acid:SCnc:Pt:Ser/Plas:Qn: | Enzymatic
2019-11-06 | FHLCA | Immunoglobulin A (IgA) Heavy and Light Chain (HLC) Pairs, Kappa and Lambda with Ratio | Z5616 | IgA Kappa, S | 74864-0 | IgA.kappa:MCnc:Pt:Ser/Plas:Qn: | Turbidimetric
2019-11-06 | FHLCA | Immunoglobulin A (IgA) Heavy and Light Chain (HLC) Pairs, Kappa and Lambda with Ratio | Z5618 | IgA K/L HLC Ratio | 74869-9 | IgA.kappa/IgA.lambda:MRto:Pt:Ser/Plas:Qn: | Turbidimetric
2019-11-06 | FHLCG | Immunoglobulin G (IgG) Heavy and Light Chain (HLC) Pairs, Kappa and Lambda with Ratio | Z5613 | IgG Kappa, S | 74862-4 | IgG.kappa:MCnc:Pt:Ser/Plas:Qn: | Turbidimetric
2019-11-06 | FHLCG | Immunoglobulin G (IgG) Heavy and Light Chain (HLC) Pairs, Kappa and Lambda with Ratio | Z5614 | IgG Lambda, S | 74863-2 | IgG.lambda:MCnc:Pt:Ser/Plas:Qn: | Turbidimetric
2019-11-06 | FHLCG | Immunoglobulin G (IgG) Heavy and Light Chain (HLC) Pairs, Kappa and Lambda with Ratio | Z5615 | IgG K/L HLC Ratio | 74868-1 | IgG.kappa/IgG.lambda:MRto:Pt:Ser/Plas:Qn: | Turbidimetric
2019-11-06 | HTLVL | Human T-Cell Lymphotropic Virus Types I and II (HTLV-I/-II) Antibody Confirmation, Serum | 23898 | HTLV-I/-II Bands | 61112-9 | HTLV:Type:Pt:Ser/Plas:Nom: | Line Immunoassay (LIA)
2019-11-06 | HTLVL | Human T-Cell Lymphotropic Virus Types I and II (HTLV-I/-II) Antibody Confirmation, Serum | 23899 | HTLV-I/-II Discrimination | 77744-1 | HTLV I & II Ab band pattern:Imp:Pt:Ser/Plas:Nom: | Line Immunoassay (LIA)
2019-11-06 | HTLLC | Human T-Cell Lymphotropic Virus Types 1 and 2 (HTLV-1/-2) Antibody Confirmation, Spinal Fluid | 604935 | HTLV-1/-2 Ab Confirmation, CSF | 93745-8 | HTLV I+II Ab.IgG:PrThr:Pt:CSF:Ord:Line blot | Line Immunoassay (LIA)
2019-11-06 | HTLLC | Human T-Cell Lymphotropic Virus Types 1 and 2 (HTLV-1/-2) Antibody Confirmation, Spinal Fluid | 604945 | HTLV-1/-2 Bands | 93743-3 | HTLV I & II Ab.IgG band:Type:Pt:CSF:Nom:Line blot | Line Immunoassay (LIA)
2019-11-06 | HTLLC | Human T-Cell Lymphotropic Virus Types 1 and 2 (HTLV-1/-2) Antibody Confirmation, Spinal Fluid | 604946 | HTLV-1/-2 Discrimination | 93742-5 | HTLV I & II Ab band pattern:Imp:Pt:CSF:Nom:Line blot | Line Immunoassay (LIA)
2019-11-05 | UPGC | Uroporphyrinogen III Synthase (Co-Synthase), Erythrocytes | 80288 | Uroporphyrinogen III Synthase, RBC | 11066-8 | Uroporphyrinogen III synthase:CCnc:Pt:RBC:Qn: | High-Performance Liquid Chromatography (HPLC)
2019-11-05 | MPSER | Mucopolysaccharides Quantitative, Serum | 604909 | Heparan Sulfate | 93725-0 | Heparan sulfate:MCnc:Pt:Ser/Plas:Qn: | Liquid Chromatography Tandem Mass Spectrometry (LC-MS/MS)
2019-11-05 | MPSER | Mucopolysaccharides Quantitative, Serum | 604910 | Total Keratan Sulfate | 93724-3 | Keratan sulfate:MCnc:Pt:Ser/Plas:Qn: | Liquid Chromatography Tandem Mass Spectrometry (LC-MS/MS)
2019-11-01 | TRPS | Troponin T, 5th Generation, Plasma | TRPS | Troponin T, 5th gen, P | 67151-1 | Troponin T.cardiac:MCnc:Pt:Ser/Plas:Qn:High sensitivity | Electrochemiluminescent Immunoassay (ECLIA)
2019-10-29 | VWD8B | von Willebrand Disease 2N (Subtype Normandy), Plasma | 607337 | VWF:FVIIIB Interpretation | 48595-3 | von Willebrand evaluation:Imp:Pt:PPP:Nom: | Enzyme-Linked Immunosorbent Assay (ELISA)
2019-10-29 | PSYCF | Psychosine, Spinal Fluid | 606146 | Psychosine, CSF | 93686-4 | Psychosine:SCnc:Pt:CSF:Qn: | Liquid Chromatography Tandem Mass Spectrometry (LC-MS/MS)
2019-10-29 | PSYR | Psychosine, Whole Blood | 606145 | Psychosine, RBC | 93687-2 | Psychosine:SCnt:Pt:RBC:Qn: | Liquid Chromatography Tandem Mass Spectrometry (LC-MS/MS)
2019-10-29 | PSY | Psychosine, Blood Spot | 62235 | Psychosine | 93688-0 | Psychosine:SCnc:Pt:Bld.dot:Qn: | Liquid Chromatography Tandem Mass Spectrometry (LC-MS/MS)
2019-10-29 | T3 | T3 (Triiodothyronine), Total, Serum | T3 | T3 (Triiodothyronine), Total, S | 83124-8 | Triiodothyronine:MCnc:Pt:Ser/Plas:Qn:IA | Electrochemiluminescence Immunoassay
2019-10-29 | T4 | T4 (Thyroxine), Total Only, Serum | T4 | T4 (Thyroxine), Total Only, S | 83119-8 | Thyroxine:MCnc:Pt:Ser/Plas:Qn:IA | Electrochemiluminescence Immunoassay
2019-10-29 | FRT4 | T4 (Thyroxine), Free, Serum | FRT4 | T4 (Thyroxine), Free, S | 83122-2 | Thyroxine.free:MCnc:Pt:Ser/Plas:Qn:IA | Electrochemiluminescence Immunoassay
2019-10-29 | ACC | Adrenal Mass Panel, 24 Hour, Urine | AC4TZ | Tumor Diameter (mm) | 21889-1 | Size:Len:Pt:Tumor:Qn: | Liquid Chromatography Tandem Mass Spectrometry, High-Resolution Accurate Mass (LC-MS/MS HRAM)
2019-10-28 | PPFE | Protoporphyrins, Fractionation, Whole Blood | 2327 | Zinc-Complexed Protoporphyrin | 2895-1 | Protoporphyrin.zinc:MCnc:Pt:RBC:Qn: | High-Performance Liquid Chromatography (HPLC) with Fluorescence Detection
2019-10-28 | ACC | Adrenal Mass Panel, 24 Hour, Urine | 607282 | Interpretation | 73884-9 | Steroid fractions interpretation:Imp:24H:Urine:Nar: | Liquid Chromatography Tandem Mass Spectrometry, High-Resolution Accurate Mass (LC-MS/MS HRAM)
2019-10-28 | ACC | Adrenal Mass Panel, 24 Hour, Urine | 607283 | Androsterone | 6705-8 | Androsterone:MRat:24H:Urine:Qn: | Liquid Chromatography Tandem Mass Spectrometry, High-Resolution Accurate Mass (LC-MS/MS HRAM)
2019-10-28 | ACC | Adrenal Mass Panel, 24 Hour, Urine | 607285 | Etiocholanolone | 2268-1 | Etiocholanolone:MRat:24H:Urine:Qn: | Liquid Chromatography Tandem Mass Spectrometry, High-Resolution Accurate Mass (LC-MS/MS HRAM)
2019-10-28 | ACC | Adrenal Mass Panel, 24 Hour, Urine | 607287 | Dehydroepiandrosterone | 13612-7 | Dehydroepiandrosterone:MRat:24H:Urine:Qn: | Liquid Chromatography Tandem Mass Spectrometry, High-Resolution Accurate Mass (LC-MS/MS HRAM)
2019-10-28 | ACC | Adrenal Mass Panel, 24 Hour, Urine | 607299 | Pregnanediol | 2834-0 | Pregnanediol:MRat:24H:Urine:Qn: | Liquid Chromatography Tandem Mass Spectrometry, High-Resolution Accurate Mass (LC-MS/MS HRAM)
2019-10-28 | ACC | Adrenal Mass Panel, 24 Hour, Urine | 607303 | Pregnanetriol | 2836-5 | Pregnanetriol:MRat:24H:Urine:Qn: | Liquid Chromatography Tandem Mass Spectrometry, High-Resolution Accurate Mass (LC-MS/MS HRAM)
2019-10-28 | ACC | Adrenal Mass Panel, 24 Hour, Urine | 607305 | Pregnanetriolone | 50643-6 | Pregnanetriolone:MRat:24H:Urine:Qn: | Liquid Chromatography Tandem Mass Spectrometry, High-Resolution Accurate Mass (LC-MS/MS HRAM)
2019-10-28 | ACC | Adrenal Mass Panel, 24 Hour, Urine | 607309 | Cortisol | 14158-0 | Cortisol:MRat:24H:Urine:Qn: | Liquid Chromatography Tandem Mass Spectrometry, High-Resolution Accurate Mass (LC-MS/MS HRAM)
2019-10-28 | ACC | Adrenal Mass Panel, 24 Hour, Urine | 607311 | 6B-OH-Cortisol | 13611-9 | 6-Beta-Hydroxycortisol:MRat:24H:Urine:Qn: | Liquid Chromatography Tandem Mass Spectrometry, High-Resolution Accurate Mass (LC-MS/MS HRAM)
2019-10-28 | ACC | Adrenal Mass Panel, 24 Hour, Urine | 607313 | Tetrahydrocortisol | 2995-9 | Tetrahydrocortisol:MRat:24H:Urine:Qn: | Liquid Chromatography Tandem Mass Spectrometry, High-Resolution Accurate Mass (LC-MS/MS HRAM)
2019-10-28 | ACC | Adrenal Mass Panel, 24 Hour, Urine | 607315 | 5a-Tetrahydrocortisol | 21044-3 | 5-Alpha tetrahydrocortisol:MRat:24H:Urine:Qn: | Liquid Chromatography Tandem Mass Spectrometry, High-Resolution Accurate Mass (LC-MS/MS HRAM)
2019-10-28 | ACC | Adrenal Mass Panel, 24 Hour, Urine | 607317 | B-Cortol | 53634-2 | Beta cortol:MRat:24H:Urine:Qn: | Liquid Chromatography Tandem Mass Spectrometry, High-Resolution Accurate Mass (LC-MS/MS HRAM)
2019-10-28 | ACC | Adrenal Mass Panel, 24 Hour, Urine | 607319 | 11B-OH-Androsterone | 6701-7 | 11-Hydroxyandrosterone:MRat:24H:Urine:Qn: | Liquid Chromatography Tandem Mass Spectrometry, High-Resolution Accurate Mass (LC-MS/MS HRAM)
2019-10-28 | ACC | Adrenal Mass Panel, 24 Hour, Urine | 607321 | 11B-OH-Etiocholanolone | 6700-9 | 11-Hydroxyetiocholanolone:MRat:24H:Urine:Qn: | Liquid Chromatography Tandem Mass Spectrometry, High-Resolution Accurate Mass (LC-MS/MS HRAM)
2019-10-28 | ACC | Adrenal Mass Panel, 24 Hour, Urine | 607323 | Cortisone | 14044-2 | Cortisone:MRat:24H:Urine:Qn: | Liquid Chromatography Tandem Mass Spectrometry, High-Resolution Accurate Mass (LC-MS/MS HRAM)
2019-10-28 | ACC | Adrenal Mass Panel, 24 Hour, Urine | 607325 | Tetrahydrocortisone | 16116-6 | Tetrahydrocortisone:MRat:24H:Urine:Qn: | Liquid Chromatography Tandem Mass Spectrometry, High-Resolution Accurate Mass (LC-MS/MS HRAM)
2019-10-28 | ACC | Adrenal Mass Panel, 24 Hour, Urine | 607327 | a-Cortolone | 55906-2 | Alpha cortolone:MRat:24H:Urine:Qn: | Liquid Chromatography Tandem Mass Spectrometry, High-Resolution Accurate Mass (LC-MS/MS HRAM)
2019-10-24 | FETCE | Mitochondrial Respiratory Chain Enzyme Analysis (ETC) - Skin Fibroblasts | Z1751 | Electron Transport Chain Enzymes | Not Provided |  | Spectrophotometric
2019-10-24 | FANTI | Anti-IgE | FANTI | Anti-IgE | Not Provided |  | ELISA
2019-10-22 | ACC | Adrenal Mass Panel, 24 Hour, Urine | TM66 | Collection Duration (h) | 13362-9 | Collection duration:Time:*:Urine:Qn: | Liquid Chromatography Tandem Mass Spectrometry, High-Resolution Accurate Mass (LC-MS/MS HRAM)
2019-10-22 | ACC | Adrenal Mass Panel, 24 Hour, Urine | VL66 | Volume (mL) | 3167-4 | Specimen volume:Vol:24H:Urine:Qn: | Liquid Chromatography Tandem Mass Spectrometry, High-Resolution Accurate Mass (LC-MS/MS HRAM)
2019-10-21 | ACC | Adrenal Mass Panel, 24 Hour, Urine | AC1AG | Age at Diagnosis | 63932-8 | Age at diagnosis:Time:Pt:^Patient:Qn: | Liquid Chromatography Tandem Mass Spectrometry, High-Resolution Accurate Mass (LC-MS/MS HRAM)
2019-10-15 | CRT24 | Creatinine, 24 Hour, Urine | CR_24 | Creatinine Concentration, 24 HR, U | 20624-3 | Creatinine:MCnc:24H:Urine:Qn: | Only orderable as part of a profile. For more information see: -NMH24 / N-Methylhistamine, 24 Hour, Urine -RB24 / Retinol-Binding Protein, 24 Hour, Urine -A124 / Alpha-1-Microglobulin, 24 Hour, Urine Enzymatic Colorimetric Assay
2019-10-15 | CRT24 | Creatinine, 24 Hour, Urine | CR_A | Creatinine, 24 HR, U | 2162-6 | Creatinine:MRat:24H:Urine:Qn: | Only orderable as part of a profile. For more information see: -NMH24 / N-Methylhistamine, 24 Hour, Urine -RB24 / Retinol-Binding Protein, 24 Hour, Urine -A124 / Alpha-1-Microglobulin, 24 Hour, Urine Enzymatic Colorimetric Assay
2019-10-10 | DRV1 | Dilute Russell's Viper Venom Time (DRVVT), Plasma | RVR1 | DRVVT Screen Ratio | 15359-3 | Coagulation dilute Russell viper venom induced actual/Normal:RelTime:Pt:PPP:Qn:Coag | Only orderable as part of a profile or reflex. For more information see: ALUPP / Lupus Anticoagulant Profile), Plasma AATHR / Thrombophilia Profile), Plasma and Whole Blood APROL / Prolonged Clot Time Profile, Plasma ALBLD / Bleeding Diathesis Profile, Limited, Plasma ADIC / Disseminated Intravascular Coagulation/Intravascular Coagulation and Fibrinolysis (DIC/ICF) Profile, Plasma Optical Clot-Based
2019-10-10 | DRVI1 | Dilute Russell's Viper Venom Time (DRVVT), with Reflex, Plasma | RVRI1 | DRVVT Screen Ratio | 15359-3 | Coagulation dilute Russell viper venom induced actual/Normal:RelTime:Pt:PPP:Qn:Coag | Optical Clot-Based
2019-10-10 | UPGD | Uroporphyrinogen Decarboxylase, Whole Blood | 606379 | Interpretation (UPGD) | 59462-2 | Clinical biochemist review:Imp:Pt:XXX:Nar: | High-Performance Liquid Chromatography (HPLC)/Incubation of Lysed Erythrocytes
2019-10-10 | UPGDW | Uroporphyrinogen Decarboxylase, Washed Erythrocytes | 606381 | Interpretation | 59462-2 | Clinical biochemist review:Imp:Pt:XXX:Nar: | High-Performance Liquid Chromatography (HPLC)/Incubation of Lysed Erythrocytes
2019-10-09 | MPLVS | MPL Exon 10 Mutation Detection, Varies | MP051 | Specimen Type | 31208-2 | Specimen source:Prid:Pt:XXX:Nom: | Sanger Sequencing
2019-10-09 | MPLVS | MPL Exon 10 Mutation Detection, Varies | 602600 | Interpretation | 69047-9 | Geneticist review:Imp:Pt:XXX:Nar: | Sanger Sequencing
2019-10-09 | MPLVS | MPL Exon 10 Mutation Detection, Varies | 602601 | Signing Pathologist | 19139-5 | Pathologist name:Pn:Pt:Provider:Nom: | Sanger Sequencing
2019-10-07 | LSD6W | Lysosomal Storage Disorders, Six-Enzyme Panel, Leukocytes | 606172 | Beta-Glucosidase | 32540-7 | Glucosylceramidase:CCnt:Pt:WBC:Qn: | Flow Injection Analysis-Tandem Mass Spectrometry (FIA-MS/MS)
2019-10-07 | LSD6W | Lysosomal Storage Disorders, Six-Enzyme Panel, Leukocytes | 606173 | Acid Sphingomyelinase | 24101-8 | Acid sphingomyelinase:CCnt:Pt:WBC:Qn: | Flow Injection Analysis-Tandem Mass Spectrometry (FIA-MS/MS)
2019-10-07 | LSD6W | Lysosomal Storage Disorders, Six-Enzyme Panel, Leukocytes | 606174 | Galactocerebrosidase | 24084-6 | Galactosylceramidase:CCnt:Pt:WBC:Qn: | Flow Injection Analysis-Tandem Mass Spectrometry (FIA-MS/MS)
2019-10-07 | LSD6W | Lysosomal Storage Disorders, Six-Enzyme Panel, Leukocytes | 606176 | Alpha-L-Iduronidase | 24057-2 | Alpha-L-iduronidase:CCnt:Pt:WBC:Qn: | Flow Injection Analysis-Tandem Mass Spectrometry (FIA-MS/MS)
2019-10-07 | LSD6W | Lysosomal Storage Disorders, Six-Enzyme Panel, Leukocytes | 606177 | Alpha-Galactosidase | 24049-9 | Alpha galactosidase A:CCnt:Pt:WBC:Qn: | Flow Injection Analysis-Tandem Mass Spectrometry (FIA-MS/MS)
2019-10-07 | LSD6W | Lysosomal Storage Disorders, Six-Enzyme Panel, Leukocytes | 606178 | Acid Alpha-Glucosidase | 24051-5 | Acid alpha glucosidase:CCnt:Pt:WBC:Qn: | Flow Injection Analysis-Tandem Mass Spectrometry (FIA-MS/MS)
2019-10-07 | TTRX | Amyloidosis, Transthyretin-Associated Familial, Reflex, Blood | 50944 | Interpretation | 69047-9 | Geneticist review:Imp:Pt:XXX:Nar: | Affinity Chromatography/Mass Spectrometry (MS)
2019-10-03 | PHI11 | Prostate Health Index Reflex, Serum | PHI12 | Prostate Specific Antigen, S | 83112-3 | Prostate specific Ag:MCnc:Pt:Ser/Plas:Qn:IA | Immunoenzymatic Assay
2019-10-03 | GBAW | Beta-Glucosidase, Leukocytes | 606273 | Beta-Glucosidase, Leukocytes | 32540-7 | Glucosylceramidase:CCnt:Pt:WBC:Qn: | Flow Injection Analysis-Tandem Mass Spectrometry
2019-10-03 | ASMW | Acid Sphingomyelinase, Leukocytes | 606264 | Acid Sphingomyelinase, Leukocytes | 24101-8 | Acid sphingomyelinase:CCnt:Pt:WBC:Qn: | Flow Injection Analysis-Tandem Mass Spectrometry (FIA-MS/MS)
2019-10-03 | GAAW | Acid Alpha-Glucosidase, Leukocytes | 606267 | Acid Alpha-Glucosidase, Leukocytes | 24051-5 | Acid alpha glucosidase:CCnt:Pt:WBC:Qn: | Liquid Chromatography-Tandem Mass Spectrometry (LC-MS/MS)
2019-10-03 | GALCW | Galactocerebrosidase, Leukocytes | 606270 | Galactocerebrosidase, WBC | 24084-6 | Galactosylceramidase:CCnt:Pt:WBC:Qn: | Liquid Chromatography-Tandem Mass Spectrometry (LC-MS/MS)
2019-10-03 | IDUAW | Alpha-L-Iduronidase, Leukocytes | 606276 | Alpha-L-Iduronidase, Leukocytes | 24057-2 | Alpha-L-iduronidase:CCnt:Pt:WBC:Qn: | Flow Injection Analysis-Tandem Mass Spectrometry
2019-10-03 | GALCW | Galactocerebrosidase, Leukocytes | 606271 | Interpretation | 59462-2 | Clinical biochemist review:Imp:Pt:XXX:Nar: | Liquid Chromatography-Tandem Mass Spectrometry (LC-MS/MS)
2019-10-03 | GALCW | Galactocerebrosidase, Leukocytes | 606272 | Reviewed By | 18771-6 | Provider.signing name:Pn:Pt:Report:Nom: | Liquid Chromatography-Tandem Mass Spectrometry (LC-MS/MS)
2019-10-03 | GBAW | Beta-Glucosidase, Leukocytes | 606274 | Interpretation | 59462-2 | Clinical biochemist review:Imp:Pt:XXX:Nar: | Flow Injection Analysis-Tandem Mass Spectrometry
2019-10-03 | GBAW | Beta-Glucosidase, Leukocytes | 606275 | Reviewed By | 18771-6 | Provider.signing name:Pn:Pt:Report:Nom: | Flow Injection Analysis-Tandem Mass Spectrometry
2019-10-03 | IDUAW | Alpha-L-Iduronidase, Leukocytes | 606277 | Interpretation | 59462-2 | Clinical biochemist review:Imp:Pt:XXX:Nar: | Flow Injection Analysis-Tandem Mass Spectrometry
2019-10-03 | IDUAW | Alpha-L-Iduronidase, Leukocytes | 606278 | Reviewed By | 18771-6 | Provider.signing name:Pn:Pt:Report:Nom: | Flow Injection Analysis-Tandem Mass Spectrometry
2019-10-03 | LSD6W | Lysosomal Storage Disorders, Six-Enzyme Panel, Leukocytes | 606180 | Interpretation | 59462-2 | Clinical biochemist review:Imp:Pt:XXX:Nar: | Flow Injection Analysis-Tandem Mass Spectrometry (FIA-MS/MS)
2019-10-03 | LSD6W | Lysosomal Storage Disorders, Six-Enzyme Panel, Leukocytes | 606181 | Reviewed By | 18771-6 | Provider.signing name:Pn:Pt:Report:Nom: | Flow Injection Analysis-Tandem Mass Spectrometry (FIA-MS/MS)
2019-10-03 | GAAW | Acid Alpha-Glucosidase, Leukocytes | 606269 | Reviewed By | 18771-6 | Provider.signing name:Pn:Pt:Report:Nom: | Liquid Chromatography-Tandem Mass Spectrometry (LC-MS/MS)
2019-10-03 | GAAW | Acid Alpha-Glucosidase, Leukocytes | 606268 | Interpretation | 59462-2 | Clinical biochemist review:Imp:Pt:XXX:Nar: | Liquid Chromatography-Tandem Mass Spectrometry (LC-MS/MS)
2019-10-03 | ASMW | Acid Sphingomyelinase, Leukocytes | 606265 | Interpretation | 59462-2 | Clinical biochemist review:Imp:Pt:XXX:Nar: | Flow Injection Analysis-Tandem Mass Spectrometry (FIA-MS/MS)
2019-10-03 | ASMW | Acid Sphingomyelinase, Leukocytes | 606266 | Reviewed By | 18771-6 | Provider.signing name:Pn:Pt:Report:Nom: | Flow Injection Analysis-Tandem Mass Spectrometry (FIA-MS/MS)
2019-10-03 | AGAW | Alpha-Galactosidase, Leukocytes | 606261 | Alpha-Galactosidase, Leukocytes | 24049-9 | Alpha galactosidase A:CCnt:Pt:WBC:Qn: | Flow Injection Analysis-Tandem Mass Spectrometry
2019-10-03 | AGAW | Alpha-Galactosidase, Leukocytes | 606262 | Interpretation | 59462-2 | Clinical biochemist review:Imp:Pt:XXX:Nar: | Flow Injection Analysis-Tandem Mass Spectrometry
2019-10-03 | AGAW | Alpha-Galactosidase, Leukocytes | 606263 | Reviewed By | 18771-6 | Provider.signing name:Pn:Pt:Report:Nom: | Flow Injection Analysis-Tandem Mass Spectrometry
2019-10-02 | BILAO | Biliary Tract Malignancy, FISH, Varies | MC029 | Source | 39111-0 | Body site:Anat:Pt:^Patient:Nom: | Fluorescence In Situ Hybridization (FISH)
2019-10-01 | MILK | Milk, IgE, Serum | MILK | Milk, IgE | 6174-7 | Milk Ab.IgE:ACnc:Pt:Ser:Qn: | Fluorescence Enzyme Immunoassay (FEIA)
2019-09-27 | RBCS | Relative B-Cell Subset Analysis Percentage, Blood | RBCSI | Interpretation | 69048-7 | Immunologist review:Imp:Pt:XXX:Nar: | Flow Cytometry
2019-09-27 | RBCS | Relative B-Cell Subset Analysis Percentage, Blood | BCD27 | CD27+ % of CD19+ B Cells | 89358-6 | Cells.CD27/100 Cells.CD19:NFr:Pt:Bld:Qn: | Flow Cytometry
2019-09-27 | RBCS | Relative B-Cell Subset Analysis Percentage, Blood | BIGM | IgM+ % of CD19+ B Cells | 89346-1 | Cells.IgM/100 Cells.CD19:NFr:Pt:Bld:Qn: | Flow Cytometry
2019-09-27 | RBCS | Relative B-Cell Subset Analysis Percentage, Blood | B21N | CD21- % of CD19+ B Cells | 89355-2 | Cells.CD21-/100 Cells.CD19:NFr:Pt:Bld:Qn: | Flow Cytometry
2019-09-27 | RBCS | Relative B-Cell Subset Analysis Percentage, Blood | B21P | CD21+ % of CD19+ B Cells | 89356-0 | Cells.CD21/100 Cells.CD19:NFr:Pt:Bld:Qn: | Flow Cytometry
2019-09-27 | RBCS | Relative B-Cell Subset Analysis Percentage, Blood | B27M | CD27+ IgM+ IgD- % of CD19+ B Cells | 89348-7 | Cells.CD27+IgD-IgM+/100 Cells.CD19:NFr:Pt:Bld:Qn: | Flow Cytometry
2019-09-27 | RBCS | Relative B-Cell Subset Analysis Percentage, Blood | B27MD | CD27+ IgM+ IgD+ % of CD19+ B Cells | 89352-9 | Cells.CD27+IgD+IgM+/100 Cells.CD19:NFr:Pt:Bld:Qn: | Flow Cytometry
2019-09-27 | RBCS | Relative B-Cell Subset Analysis Percentage, Blood | B27N | CD27+ IgM- IgD- % of CD19+ B Cells | 89350-3 | Cells.CD27+IgD-IgM-/100 Cells.CD19:NFr:Pt:Bld:Qn: | Flow Cytometry
2019-09-27 | RBCS | Relative B-Cell Subset Analysis Percentage, Blood | B38MN | CD38+ IgM- % of CD19+ B Cells | 89344-6 | Cells.CD38+IgM-/100 Cells.CD19:NFr:Pt:Bld:Qn: | Flow Cytometry
2019-09-27 | RBCS | Relative B-Cell Subset Analysis Percentage, Blood | B38MP | CD38+ IgM+ % of CD19+ B Cells | 89341-2 | Cells.CD38+IgM+/100 Cells.CD19:NFr:Pt:Bld:Qn: | Flow Cytometry
2019-09-26 | WEED3 | Weed Panel # 3, Serum | WEED3 | Weed Panel # 3 | 63198-6 | (Plantago lanceolata+Chenopodium album+Salsola kali+Rumex acetosella) Ab.IgE:ACnc:Pt:Ser:Qn:Multidisk | Fluorescence Enzyme Immunoassay (FEIA)
2019-09-20 | SARCP | Sarcoma Targeted Gene Fusion/Rearrangement Panel, Next-Generation Sequencing, Tumor | 606437 | Source | 39111-0 | Body site:Anat:Pt:^Patient:Nom: | Polymerase Chain Reaction (PCR)-based Next-Generation Sequencing (NGS)
2019-09-18 | SULFU | Sulfate, 24 Hour, Urine | SLF_U | Sulfate, 24 Hr, U | 26889-6 | Sulfate:SRat:24H:Urine:Qn: | High-Pressure Ion Chromatography (HPIC)
2019-09-17 | APOA1 | Apolipoprotein A1, Serum | APOA1 | Apolipoprotein A1, S | 1869-7 | Apolipoprotein A-I:MCnc:Pt:Ser/Plas:Qn: | Automated Turbidimetric Immunoassay
2019-09-17 | APOLB | Apolipoprotein B, Serum | APOLB | Apolipoprotein B, S | 1884-6 | Apolipoprotein B:MCnc:Pt:Ser/Plas:Qn: | Automated Turbidimetric Immunoassay
2019-09-17 | VWAG | von Willebrand Factor Antigen, Plasma | VWAG | von Willebrand Factor Ag, P | 27816-8 | von Willebrand factor Ag actual/Normal:RelMCnc:Pt:PPP:Qn:IA | Latex Immunoassay (LIA)
2019-09-13 | LHSVB | Herpes Simplex Virus (HSV), Molecular Detection, PCR, Blood | 36367 | HSV 1 PCR, B | 93439-8 | Herpes Simplex Virus 1 DNA:PrThr:Pt:Bld:Ord:Non-probe.amp.tar | Real-Time Polymerase Chain Reaction (PCR)/DNA Probe Hybridization
2019-09-13 | LHSVB | Herpes Simplex Virus (HSV), Molecular Detection, PCR, Blood | 36368 | HSV 2 PCR, B | 93438-0 | Herpes Simplex Virus 2 DNA:PrThr:Pt:Bld:Ord:Non-probe.amp.tar | Real-Time Polymerase Chain Reaction (PCR)/DNA Probe Hybridization
2019-09-09 | UPGD | Uroporphyrinogen Decarboxylase, Whole Blood | 606380 | Reviewed By | 18771-6 | Provider.signing name:Pn:Pt:Report:Nom: | High-Performance Liquid Chromatography (HPLC)/Incubation of Lysed Erythrocytes
2019-09-09 | UPGDW | Uroporphyrinogen Decarboxylase, Washed Erythrocytes | 606382 | Reviewed By | 18771-6 | Provider.signing name:Pn:Pt:Report:Nom: | High-Performance Liquid Chromatography (HPLC)/Incubation of Lysed Erythrocytes
2019-09-05 | IMFX | Immunofixation, Serum | 81653 | Immunofixation | 74665-1 | Monoclonal band observed:Prid:Pt:Ser/Plas:Nom:Immunofixation | Only orderable as part of a profile. For more information see MPSS / Monoclonal Protein Study, Serum. Immunofixation
2019-09-05 | FP5PC | Pyridoxal 5-phosphate (CSF) | Z4918 | Pyridoxal 5-Phosphate Concentration | Not Provided | Pyridoxal phosphate:SCnc:Pt:CSF:Qn: | HPLC/Electrochemistry/Fluorescence
2019-09-03 | THSD7 | Thrombospondin Type-1 Domain-Containing 7A Antibodies, Serum | THSD7 | THSD7A Ab, S | 93339-0 | Thrombospondin type I domain-containing 7A Ab.IgG:PrThr:Pt:Ser/Plas:Ord:IF | Indirect Immunofluorescence Assay (IFA)
2019-09-03 | PUPYP | Purines and Pyrimidines Panel, Plasma | 606842 | Adenine | 75131-3 | Adenine:SCnc:Pt:Ser/Plas:Qn: | Liquid Chromatography Tandem Mass Spectrometry (LC-MS/MS)
2019-08-30 | VWFMP | von Willebrand Factor Multimer Analysis, Plasma | 604412 | VWF Multimer Interpretation | 48595-3 | von Willebrand evaluation:Imp:Pt:PPP:Nom: | Only orderable as part of a coagulation reflex. For more information see: ALUPP / Lupus Anticoagulant Profile, Plasma ALBLD / Bleeding Diathesis Profile, Limited, Plasma ACBL / Bleeding Diathesis Profile, Comprehensive, Plasma AVWPR / von Willebrand Disease Profile, Plasma Agarose Gel Electrophoresis
2019-08-30 | VWFMS | von Willebrand Factor Multimer Analysis, Plasma | 603855 | VWF Multimer Interpretation | 48595-3 | von Willebrand evaluation:Imp:Pt:PPP:Nom: | Agarose Gel Electrophoresis/Infrared Dye-Labeled Antibody Detection
2019-08-30 | PUPYU | Purines and Pyrimidines Panel, Random, Urine | 606745 | S-Sulfocysteine | 33876-4 | Sulfocysteine/Creatinine:SRto:Pt:Urine:Qn: | Liquid Chromatography Tandem Mass Spectrometry (LC-MS/MS)
2019-08-30 | SSCTU | S-Sulfocysteine Panel, Urine | 607002 | Hypoxanthine | 38366-1 | Hypoxanthine/Creatinine:SRto:Pt:Urine:Qn: | Liquid Chromatography Tandem Mass Spectrometry (LC-MS/MS)
2019-08-30 | SSCTU | S-Sulfocysteine Panel, Urine | 607003 | Xanthine | 38371-1 | Xanthine/Creatinine:SRto:Pt:Urine:Qn: | Liquid Chromatography Tandem Mass Spectrometry (LC-MS/MS)
2019-08-30 | SSCTU | S-Sulfocysteine Panel, Urine | 607004 | Uric Acid | 34385-5 | Urate/Creatinine:SRto:Pt:Urine:Qn: | Liquid Chromatography Tandem Mass Spectrometry (LC-MS/MS)
2019-08-30 | SSCTU | S-Sulfocysteine Panel, Urine | 607005 | S-Sulfocysteine | 33876-4 | Sulfocysteine/Creatinine:SRto:Pt:Urine:Qn: | Liquid Chromatography Tandem Mass Spectrometry (LC-MS/MS)
2019-08-30 | SSCTU | S-Sulfocysteine Panel, Urine | 607006 | Reviewed By | 18771-6 | Provider.signing name:Pn:Pt:Report:Nom: | Liquid Chromatography Tandem Mass Spectrometry (LC-MS/MS)
2019-08-30 | SSCTU | S-Sulfocysteine Panel, Urine | 607007 | Interpretation (SSCTU) | 59462-2 | Clinical biochemist review:Imp:Pt:XXX:Nar: | Liquid Chromatography Tandem Mass Spectrometry (LC-MS/MS)
2019-08-29 | PCPRO | Plasma Cell DNA Content and Proliferation, Bone Marrow | CK063 | Final Diagnosis | 50398-7 | Narrative diagnostic report:Imp:Pt:Bld/Tiss:Nar:Molgen | Flow Cytometry/DNA Content/Cell Cycle Analysis
2019-08-29 | PCPRO | Plasma Cell DNA Content and Proliferation, Bone Marrow | CK060 | Monotypic Plasma Cells DNA Ploidy | 93359-8 | Monotypic plasma cell DNA ploidy:Type:Pt:Bone mar:Nom:Flow cytometry | Flow Cytometry/DNA Content/Cell Cycle Analysis
2019-08-29 | PCPRO | Plasma Cell DNA Content and Proliferation, Bone Marrow | CK061 | Polytypic PC per Total Events | 93358-0 | Plasma cells.polyclonal/Cells counted:NFr:Pt:Bone mar:Qn:Flow cytometry | Flow Cytometry/DNA Content/Cell Cycle Analysis
2019-08-29 | PCPRO | Plasma Cell DNA Content and Proliferation, Bone Marrow | CK062 | Polytypic PC per All Plasma Cells | 93020-6 | Plasma cells.polyclonal/Plasma cells.total:NFr:Pt:Bone mar:Qn:Flow cytometry | Flow Cytometry/DNA Content/Cell Cycle Analysis
2019-08-29 | MSMRT | Mayo Algorithmic Approach for Stratification of Myeloma and Risk-Adapted Therapy Report, Bone Marrow | CK060 | Monotypic Plasma Cells DNA Ploidy | 93359-8 | Monotypic plasma cell DNA ploidy:Type:Pt:Bone mar:Nom:Flow cytometry | Flow Cytometry/DNA Content/Cell Cycle Analysis
2019-08-29 | MSMRT | Mayo Algorithmic Approach for Stratification of Myeloma and Risk-Adapted Therapy Report, Bone Marrow | CK061 | Polytypic PC per Total Events | 93358-0 | Plasma cells.polyclonal/Cells counted:NFr:Pt:Bone mar:Qn:Flow cytometry | Flow Cytometry/DNA Content/Cell Cycle Analysis
2019-08-29 | MSMRT | Mayo Algorithmic Approach for Stratification of Myeloma and Risk-Adapted Therapy Report, Bone Marrow | CK062 | Polytypic PC per All Plasma Cells | 93020-6 | Plasma cells.polyclonal/Plasma cells.total:NFr:Pt:Bone mar:Qn:Flow cytometry | Flow Cytometry/DNA Content/Cell Cycle Analysis
2019-08-29 | MSMRD | Myeloma Stratification and Risk-Adapted Therapy with Reflex to Minimal Residual Disease, Bone Marrow | CK060 | Monotypic Plasma Cells DNA Ploidy | 93359-8 | Monotypic plasma cell DNA ploidy:Type:Pt:Bone mar:Nom:Flow cytometry | Flow Cytometry/DNA Content/Cell Cycle Analysis
2019-08-29 | MSMRD | Myeloma Stratification and Risk-Adapted Therapy with Reflex to Minimal Residual Disease, Bone Marrow | CK061 | Polytypic PC per Total Events | 93358-0 | Plasma cells.polyclonal/Cells counted:NFr:Pt:Bone mar:Qn:Flow cytometry | Flow Cytometry/DNA Content/Cell Cycle Analysis
2019-08-29 | MSMRD | Myeloma Stratification and Risk-Adapted Therapy with Reflex to Minimal Residual Disease, Bone Marrow | CK062 | Polytypic PC per All Plasma Cells | 93020-6 | Plasma cells.polyclonal/Plasma cells.total:NFr:Pt:Bone mar:Qn:Flow cytometry | Flow Cytometry/DNA Content/Cell Cycle Analysis
2019-08-29 | PCPRO | Plasma Cell DNA Content and Proliferation, Bone Marrow | CK056 | Monotypic Plasma Cells: | 93362-2 | Plasma cells.monotypic population:Prid:Pt:Bone mar:Nom:Flow cytometry | Flow Cytometry/DNA Content/Cell Cycle Analysis
2019-08-29 | PCPRO | Plasma Cell DNA Content and Proliferation, Bone Marrow | CK057 | Monotypic PC per Total Events | 93021-4 | Plasma cells.abnormal marker pattern/Cells counted:NFr:Pt:Bone mar:Qn:Flow cytometry | Flow Cytometry/DNA Content/Cell Cycle Analysis
2019-08-29 | PCPRO | Plasma Cell DNA Content and Proliferation, Bone Marrow | CK058 | Monotypic Plasma Cells S-phase | 93361-4 | Plasma cells.monotypic.S phase/100 cells:NFr:Pt:Bone mar:Qn:Flow cytometry | Flow Cytometry/DNA Content/Cell Cycle Analysis
2019-08-29 | PCPRO | Plasma Cell DNA Content and Proliferation, Bone Marrow | CK059 | Monotypic Plasma Cells DNA Index | 93360-6 | Monotypic plasma cell DNA index:Ratio:Pt:Bone mar:Qn:Flow cytometry | Flow Cytometry/DNA Content/Cell Cycle Analysis
2019-08-29 | MSMRT | Mayo Algorithmic Approach for Stratification of Myeloma and Risk-Adapted Therapy Report, Bone Marrow | CK056 | Monotypic Plasma Cells: | 93362-2 | Plasma cells.monotypic population:Prid:Pt:Bone mar:Nom:Flow cytometry | Flow Cytometry/DNA Content/Cell Cycle Analysis
2019-08-29 | MSMRT | Mayo Algorithmic Approach for Stratification of Myeloma and Risk-Adapted Therapy Report, Bone Marrow | CK057 | Monotypic PC per Total Events | 93021-4 | Plasma cells.abnormal marker pattern/Cells counted:NFr:Pt:Bone mar:Qn:Flow cytometry | Flow Cytometry/DNA Content/Cell Cycle Analysis
2019-08-29 | MSMRT | Mayo Algorithmic Approach for Stratification of Myeloma and Risk-Adapted Therapy Report, Bone Marrow | CK058 | Monotypic Plasma Cells S-phase | 93361-4 | Plasma cells.monotypic.S phase/100 cells:NFr:Pt:Bone mar:Qn:Flow cytometry | Flow Cytometry/DNA Content/Cell Cycle Analysis
2019-08-29 | MSMRT | Mayo Algorithmic Approach for Stratification of Myeloma and Risk-Adapted Therapy Report, Bone Marrow | CK059 | Monotypic Plasma Cells DNA Index | 93360-6 | Monotypic plasma cell DNA index:Ratio:Pt:Bone mar:Qn:Flow cytometry | Flow Cytometry/DNA Content/Cell Cycle Analysis
2019-08-29 | MSMRD | Myeloma Stratification and Risk-Adapted Therapy with Reflex to Minimal Residual Disease, Bone Marrow | CK056 | Monotypic Plasma Cells: | 93362-2 | Plasma cells.monotypic population:Prid:Pt:Bone mar:Nom:Flow cytometry | Flow Cytometry/DNA Content/Cell Cycle Analysis
2019-08-29 | MSMRD | Myeloma Stratification and Risk-Adapted Therapy with Reflex to Minimal Residual Disease, Bone Marrow | CK057 | Monotypic PC per Total Events | 93021-4 | Plasma cells.abnormal marker pattern/Cells counted:NFr:Pt:Bone mar:Qn:Flow cytometry | Flow Cytometry/DNA Content/Cell Cycle Analysis
2019-08-29 | MSMRD | Myeloma Stratification and Risk-Adapted Therapy with Reflex to Minimal Residual Disease, Bone Marrow | CK058 | Monotypic Plasma Cells S-phase | 93361-4 | Plasma cells.monotypic.S phase/100 cells:NFr:Pt:Bone mar:Qn:Flow cytometry | Flow Cytometry/DNA Content/Cell Cycle Analysis
2019-08-29 | MSMRD | Myeloma Stratification and Risk-Adapted Therapy with Reflex to Minimal Residual Disease, Bone Marrow | CK059 | Monotypic Plasma Cells DNA Index | 93360-6 | Monotypic plasma cell DNA index:Ratio:Pt:Bone mar:Qn:Flow cytometry | Flow Cytometry/DNA Content/Cell Cycle Analysis
2019-08-29 | FFTRO | Trofile DNA Co-Receptor Tropism Assay | Z2284 | Interpretation: | Not Provided |  | Polymerase chain reaction (PCR) amplification and viral culture.
2019-08-29 | FUNBL | Fungitell, BAL | FUNBL | Fungitell, BAL | Not Provided | 1,3 beta glucan:MCnc:Pt:XXX:Qn: | Limulus Amebocyte Lysate (LAL) Pathway
2019-08-29 | FUNBW | Fungitell, bronch wash | FUNBW | Fungitell, bronch wash | Not Provided | 1,3 beta glucan:MCnc:Pt:XXX:Qn: | Limulus Amebocyte Lysate (LAL) Pathway
2019-08-29 | PLAFL | Platelet Surface Glycoprotein by Flow Cytometry, Blood | CK117 | Final Diagnosis | 93313-5 | Platelet glycoprotein disorder:Imp:Pt:Bld:Nar:Flow cytometry | Immunophenotyping
2019-08-29 | PLAFL | Platelet Surface Glycoprotein by Flow Cytometry, Blood | CK111 | GPIIb CD41 | 93319-2 | Platelet CD41 actual/normal:RelRto:Pt:Bld:Qn:Flow cytometry | Immunophenotyping
2019-08-29 | PLAFL | Platelet Surface Glycoprotein by Flow Cytometry, Blood | CK112 | GPIIIa CD61 | 93318-4 | Platelet CD61 actual/normal:RelRto:Pt:Bld:Qn:Flow cytometry | Immunophenotyping
2019-08-29 | PLAFL | Platelet Surface Glycoprotein by Flow Cytometry, Blood | CK113 | GPIX CD42a | 93317-6 | Platelet CD42a actual/normal:RelRto:Pt:Bld:Qn:Flow cytometry | Immunophenotyping
2019-08-29 | PLAFL | Platelet Surface Glycoprotein by Flow Cytometry, Blood | CK114 | GPIb-alpha CD42b | 93316-8 | Platelet CD42b actual/normal:RelRto:Pt:Bld:Qn:Flow cytometry | Immunophenotyping
2019-08-29 | PLAFL | Platelet Surface Glycoprotein by Flow Cytometry, Blood | CK115 | GPIa CD49b | 93315-0 | Platelet CD49b actual/normal:RelRto:Pt:Bld:Qn:Flow cytometry | Immunophenotyping
2019-08-29 | PLAFL | Platelet Surface Glycoprotein by Flow Cytometry, Blood | CK116 | GPVI | 93314-3 | Platelet glycoprotein VI actual/normal:RelRto:Pt:Bld:Qn:Flow cytometry | Immunophenotyping
2019-08-28 | BA48F | Bile Acids, Bowel Dysfunction, 48 Hour, Feces | 36969 | Total Bile Acids, F | 93336-6 | Bile acid:SRat:48H:Stool:Qn: | Liquid Chromatography-Tandem Mass Spectrometry (LC-MS/MS)
2019-08-28 | BA48F | Bile Acids, Bowel Dysfunction, 48 Hour, Feces | 36968 | Bile Acids, % CDCA + CA, F | 93337-4 | Chenodeoxycholate+Cholate/Bile acid.total:SFr:48H:Stool:Qn: | Liquid Chromatography-Tandem Mass Spectrometry (LC-MS/MS)
2019-08-28 | BAFS | Bile Acids, Fractionated and Total, Serum | 35796 | Total Cholic acid | 30518-5 | Cholate:SCnc:Pt:Ser/Plas:Qn: | Liquid Chromatography Tandem Mass Spectrometry (LC-MS/MS)
2019-08-28 | BAFS | Bile Acids, Fractionated and Total, Serum | 35797 | Total Chenodeoxycholic acid | 30519-3 | Chenodeoxycholate:SCnc:Pt:Ser/Plas:Qn: | Liquid Chromatography Tandem Mass Spectrometry (LC-MS/MS)
2019-08-28 | BAFS | Bile Acids, Fractionated and Total, Serum | 35798 | Total Deoxycholic acid | 30520-1 | Deoxycholate:SCnc:Pt:Ser/Plas:Qn: | Liquid Chromatography Tandem Mass Spectrometry (LC-MS/MS)
2019-08-28 | BAPS | Bile Acid Profile, Serum | 35817 | Taurohyodeoxycholic acid | 93325-9 | Taurohyodeoxycholate:SCnc:Pt:Ser/Plas:Qn: | Liquid Chromatography Tandem Mass Spectrometry (LC-MS/MS)
2019-08-28 | BAPS | Bile Acid Profile, Serum | 35818 | Taurolithocholic acid | 93324-2 | Taurolithocholate:SCnc:Pt:Ser/Plas:Qn: | Liquid Chromatography Tandem Mass Spectrometry (LC-MS/MS)
2019-08-28 | BAPS | Bile Acid Profile, Serum | 35820 | Trihydroxycholestanoic acid | 38188-9 | Bile acid.trihydroxy:SCnc:Pt:Ser/Plas:Qn: | Liquid Chromatography Tandem Mass Spectrometry (LC-MS/MS)
2019-08-28 | BAPS | Bile Acid Profile, Serum | 35821 | Total bile acids | 14628-2 | Bile acid:SCnc:Pt:Ser/Plas:Qn: | Liquid Chromatography Tandem Mass Spectrometry (LC-MS/MS)
2019-08-28 | BAPS | Bile Acid Profile, Serum | 35809 | Glycodeoxycholic acid | 93333-3 | Glycodeoxycholate:SCnc:Pt:Ser/Plas:Qn: | Liquid Chromatography Tandem Mass Spectrometry (LC-MS/MS)
2019-08-28 | BAPS | Bile Acid Profile, Serum | 35810 | Glycoursodeoxycholic acid | 93330-9 | Glycoursodeoxycholate:SCnc:Pt:Ser/Plas:Qn: | Liquid Chromatography Tandem Mass Spectrometry (LC-MS/MS)
2019-08-28 | BAPS | Bile Acid Profile, Serum | 35811 | Glycohyodeoxycholic acid | 93332-5 | Glycohyodeoxycholate:SCnc:Pt:Ser/Plas:Qn: | Liquid Chromatography Tandem Mass Spectrometry (LC-MS/MS)
2019-08-28 | BAPS | Bile Acid Profile, Serum | 35813 | Taurocholic acid | 93327-5 | Taurocholate:SCnc:Pt:Ser/Plas:Qn: | Liquid Chromatography Tandem Mass Spectrometry (LC-MS/MS)
2019-08-28 | BAPS | Bile Acid Profile, Serum | 35814 | Taurochenodeoxycholic acid | 93328-3 | Taurochenodeoxycholate:SCnc:Pt:Ser/Plas:Qn: | Liquid Chromatography Tandem Mass Spectrometry (LC-MS/MS)
2019-08-28 | BAPS | Bile Acid Profile, Serum | 35815 | Taurodeoxycholic acid | 93326-7 | Taurodeoxycholate:SCnc:Pt:Ser/Plas:Qn: | Liquid Chromatography Tandem Mass Spectrometry (LC-MS/MS)
2019-08-28 | BAPS | Bile Acid Profile, Serum | 35816 | Tauroursodeoxycholic acid | 93323-4 | Tauroursodeoxycholate:SCnc:Pt:Ser/Plas:Qn: | Liquid Chromatography Tandem Mass Spectrometry (LC-MS/MS)
2019-08-28 | BAFS | Bile Acids, Fractionated and Total, Serum | 35800 | Total bile acids | 14628-2 | Bile acid:SCnc:Pt:Ser/Plas:Qn: | Liquid Chromatography Tandem Mass Spectrometry (LC-MS/MS)
2019-08-28 | BAPS | Bile Acid Profile, Serum | 35801 | Cholic acid | 30518-5 | Cholate:SCnc:Pt:Ser/Plas:Qn: | Liquid Chromatography Tandem Mass Spectrometry (LC-MS/MS)
2019-08-28 | BAPS | Bile Acid Profile, Serum | 35803 | Deoxycholic acid | 30520-1 | Deoxycholate:SCnc:Pt:Ser/Plas:Qn: | Liquid Chromatography Tandem Mass Spectrometry (LC-MS/MS)
2019-08-28 | BAPS | Bile Acid Profile, Serum | 35805 | Hyodeoxycholic acid | 93329-1 | Hyodeoxycholate:SCnc:Pt:Ser/Plas:Qn: | Liquid Chromatography Tandem Mass Spectrometry (LC-MS/MS)
2019-08-28 | BAPS | Bile Acid Profile, Serum | 35807 | Glycocholic acid | 93334-1 | Glycocholate:SCnc:Pt:Ser/Plas:Qn: | Liquid Chromatography Tandem Mass Spectrometry (LC-MS/MS)
2019-08-28 | FMT21 | MaterniT21 Plus | Z3738 | Result | Not Provided |  | Circulating cell-free DNA is examined from maternal whole blood.
2019-08-28 | FOPE | Perch Ocean | Z3994 | Perch Ocean IgE | Not Provided |  | Enzyme Immunoassay (EIA)
2019-08-28 | FCBDS | Cannabidiol, Serum | Z5547 | Cannabidiol | 82964-8 | Cannabidiol:MCnc:Pt:Ser/Plas/Bld:Qn:Confirm | High Performance Liquid Chromatography/ Tandem Mass Spectrometry (LC-MS/MS)
2019-08-23 | PNPAB | Paraneoplastic Pemphigus Antibody, IgG, Serum | 61881 | Paraneoplastic Pemphigus, IgG Ab, S | 93233-5 | Intercellular substance Ab.IgG:PrThr:Pt:Ser:Ord:IF | Indirect Immunofluorescence Assay (IFA)
2019-08-23 | BPAB | Bullous Pemphigoid, BP180 and BP230, IgG Antibodies, Serum | 606816 | BP 180, S | 53842-1 | Basement membrane zone BP180 Ab.IgG:ACnc:Pt:Ser/Plas:Qn: | Enzyme-Linked Immunosorbent Assay (ELISA)
2019-08-23 | BPAB | Bullous Pemphigoid, BP180 and BP230, IgG Antibodies, Serum | 606817 | BP 230, S | 53843-9 | Basement membrane zone BP230 Ab.IgG:ACnc:Pt:Ser/Plas:Qn: | Enzyme-Linked Immunosorbent Assay (ELISA)
2019-08-21 | FCRNS | Smut Corn (Ustilago maydis) IgE | Z4041 | CLASS | Not Provided |  | Enzyme Immunoassay (EIA)
2019-08-21 | FGUMX | Gum Xanthan IgE | Z4067 | CLASS | Not Provided |  | Enzyme Immunoassay (EIA)
2019-08-21 | FDA1S | Drugs of Abuse (10 panel) and Alcohol Screen, Serum | Z5540 | Amphetamines | 8149-7 | Amphetamines:PrThr:Pt:Ser/Plas:Ord:Screen | Enzyme-Linked Immunosorbent Assay (ELISA) Headspace Gas Chromatography (GC)
2019-08-21 | FDA1S | Drugs of Abuse (10 panel) and Alcohol Screen, Serum | Z5541 | Barbiturates | 20421-4 | Barbiturates:PrThr:Pt:Ser/Plas:Ord:Screen | Enzyme-Linked Immunosorbent Assay (ELISA) Headspace Gas Chromatography (GC)
2019-08-21 | FDA1S | Drugs of Abuse (10 panel) and Alcohol Screen, Serum | Z5542 | Methadone/Metabolite | 59705-4 | Methadone:PrThr:Pt:Ser/Plas:Ord:Screen | Enzyme-Linked Immunosorbent Assay (ELISA) Headspace Gas Chromatography (GC)
2019-08-21 | FDA1S | Drugs of Abuse (10 panel) and Alcohol Screen, Serum | Z5543 | Phencyclidine | 8236-2 | Phencyclidine:PrThr:Pt:Ser/Plas:Ord:Screen | Enzyme-Linked Immunosorbent Assay (ELISA) Headspace Gas Chromatography (GC)
2019-08-21 | FDA1S | Drugs of Abuse (10 panel) and Alcohol Screen, Serum | Z5544 | Methamphetamine/MDMA | 91034-9 | Methamphetamine+Methylenedioxymethamphetamine:PrThr:Pt:Ser/Plas/Bld:Ord:Screen | Enzyme-Linked Immunosorbent Assay (ELISA) Headspace Gas Chromatography (GC)
2019-08-21 | FDA1S | Drugs of Abuse (10 panel) and Alcohol Screen, Serum | Z5535 | Ethanol | 20470-1 | Ethanol:PrThr:Pt:Ser/Plas:Ord:Screen | Enzyme-Linked Immunosorbent Assay (ELISA) Headspace Gas Chromatography (GC)
2019-08-21 | FDA1S | Drugs of Abuse (10 panel) and Alcohol Screen, Serum | Z5538 | Benzodiazepines | 46976-7 | Benzodiazepines:PrThr:Pt:Ser/Plas:Ord:Screen | Enzyme-Linked Immunosorbent Assay (ELISA) Headspace Gas Chromatography (GC)
2019-08-19 | YERSC | Yersinia Culture, Feces | YERSC | Yersinia Culture, F | 28549-4 | Yersinia sp identified:Prid:Pt:Stool:Nom:Organism specific culture | Conventional Culture
2019-08-19 | APIXA | Apixaban, Anti-Xa, Plasma | APIX1 | Apixaban, Anti-Xa, P | 74214-8 | Apixaban:MCnc:Pt:PPP:Qn:Chromo | Chromogenic Assay
2019-08-19 | APIXA | Apixaban, Anti-Xa, Plasma | APIX2 | Interpretation | 69049-5 | Coagulation specialist review:Imp:Pt:XXX:Nar: | Chromogenic Assay
2019-08-19 | SEQA | Sequential Maternal Screening, Part 1, Serum | 601802 | Results Summary | 50679-0 | First trimester maternal screen with nuchal translucency:Imp:Pt:^Patient:Nom: | Immunoenzymatic Assay
2019-08-19 | SEQB | Sequential Maternal Screening, Part 2, Serum | 29503 | Interpretation | 49092-0 | Second trimester quad maternal screen:Imp:Pt:Ser/Plas:Nar: | Immunoenzymatic Assay
2019-08-19 | SEQB | Sequential Maternal Screening, Part 2, Serum | 601813 | Results Summary | 49092-0 | Second trimester quad maternal screen:Imp:Pt:Ser/Plas:Nar: | Immunoenzymatic Assay
2019-08-13 | FADDS | Antidepressant Drug Screen, Qualitative | Z3430 | Fluoxetine | Not Provided |  | Immunoassay (IA) Liquid Chromatography/Tandem Mass Spectrometry (LC/MS/MS)
2019-08-13 | FADDS | Antidepressant Drug Screen, Qualitative | Z3431 | Norfluoxetine | Not Provided |  | Immunoassay (IA) Liquid Chromatography/Tandem Mass Spectrometry (LC/MS/MS)
2019-08-13 | FADDS | Antidepressant Drug Screen, Qualitative | Z3432 | Clomipramine | Not Provided |  | Immunoassay (IA) Liquid Chromatography/Tandem Mass Spectrometry (LC/MS/MS)
2019-08-13 | FADDS | Antidepressant Drug Screen, Qualitative | Z3433 | Desmethylclomipramine | Not Provided |  | Immunoassay (IA) Liquid Chromatography/Tandem Mass Spectrometry (LC/MS/MS)
2019-08-13 | FADDS | Antidepressant Drug Screen, Qualitative | Z3434 | Doxepin | Not Provided |  | Immunoassay (IA) Liquid Chromatography/Tandem Mass Spectrometry (LC/MS/MS)
2019-08-13 | FADDS | Antidepressant Drug Screen, Qualitative | Z3435 | Desmethyldoxepin | Not Provided |  | Immunoassay (IA) Liquid Chromatography/Tandem Mass Spectrometry (LC/MS/MS)
2019-08-13 | FADDS | Antidepressant Drug Screen, Qualitative | Z3436 | Maprotiline | Not Provided |  | Immunoassay (IA) Liquid Chromatography/Tandem Mass Spectrometry (LC/MS/MS)
2019-08-13 | FADDS | Antidepressant Drug Screen, Qualitative | Z3437 | Protriptyline | Not Provided |  | Immunoassay (IA) Liquid Chromatography/Tandem Mass Spectrometry (LC/MS/MS)
2019-08-13 | FADDS | Antidepressant Drug Screen, Qualitative | Z3438 | Trimipramine | Not Provided |  | Immunoassay (IA) Liquid Chromatography/Tandem Mass Spectrometry (LC/MS/MS)
2019-08-13 | FADDS | Antidepressant Drug Screen, Qualitative | Z3440 | Cyclobenzaprine | Not Provided |  | Immunoassay (IA) Liquid Chromatography/Tandem Mass Spectrometry (LC/MS/MS)
2019-08-13 | FP5PC | Pyridoxal 5-phosphate (CSF) | Z4919 | Interpretation | Not Provided |  | HPLC/Electrochemistry/Fluorescence
2019-08-13 | F5M | 5-Methyltetrahydrofolate | Z2242 | Interpretation | Not Provided |  | HPLC/Electrochemistry
2019-08-13 | FADDS | Antidepressant Drug Screen, Qualitative | Z3423 | Antidepressant Screen | Not Provided |  | Immunoassay (IA) Liquid Chromatography/Tandem Mass Spectrometry (LC/MS/MS)
2019-08-13 | FADDS | Antidepressant Drug Screen, Qualitative | Z3424 | Amitriptyline | Not Provided |  | Immunoassay (IA) Liquid Chromatography/Tandem Mass Spectrometry (LC/MS/MS)
2019-08-13 | FADDS | Antidepressant Drug Screen, Qualitative | Z3425 | Nortriptyline | Not Provided |  | Immunoassay (IA) Liquid Chromatography/Tandem Mass Spectrometry (LC/MS/MS)
2019-08-13 | FADDS | Antidepressant Drug Screen, Qualitative | Z3426 | Imipramine | Not Provided |  | Immunoassay (IA) Liquid Chromatography/Tandem Mass Spectrometry (LC/MS/MS)
2019-08-13 | FADDS | Antidepressant Drug Screen, Qualitative | Z3427 | Desipramine | Not Provided |  | Immunoassay (IA) Liquid Chromatography/Tandem Mass Spectrometry (LC/MS/MS)
2019-08-13 | FADDS | Antidepressant Drug Screen, Qualitative | Z3428 | Sertraline | Not Provided |  | Immunoassay (IA) Liquid Chromatography/Tandem Mass Spectrometry (LC/MS/MS)
2019-08-13 | FADDS | Antidepressant Drug Screen, Qualitative | Z3429 | Desmethylsertraline | Not Provided |  | Immunoassay (IA) Liquid Chromatography/Tandem Mass Spectrometry (LC/MS/MS)
2019-08-13 | FFTRP | Trofile Co-Receptor Tropism Assay | Z1039 | Note: | Not Provided |  | Polymerase chain reaction (PCR) amplification and viral culture.
2019-08-13 | FFTRP | Trofile Co-Receptor Tropism Assay | Z1040 | Activity of CCR5 antag anticipated? | Not Provided |  | Polymerase chain reaction (PCR) amplification and viral culture.
2019-08-13 | FPGT | Phenosense Combination HIV Drug Resistance Assay | Z1043 | Phenosense GT | Not Provided |  | Phenotype: polymerase chain reaction (PCR) amplification and viral culture; genotype: polymerase chain reaction (PCR) and DNA sequencing.
2019-08-13 | VWACT | von Willebrand Factor Activity, Plasma | VWACT | von Willebrand Factor Activity, P | 68324-3 | von Willebrand factor.activity actual/Normal:RelRto:Pt:PPP:Qn:IA | Latex Immunoassay
2019-08-08 | FPEPA | Gastric Pepsin A Assay | Z3671 | pH | Not Provided |  | Enzymatic method
2019-08-08 | FPEPA | Gastric Pepsin A Assay | Z3672 | Protein | Not Provided |  | Enzymatic method
2019-08-08 | FPEPA | Gastric Pepsin A Assay | Z3673 | Pepsin A | Not Provided |  | Enzymatic method
2019-08-08 | FPEPA | Gastric Pepsin A Assay | Z3674 | Interpretation | Not Provided |  | Enzymatic method
2019-08-08 | FHSAG | MVista Histoplasma Ag Quantitative, Spinal Fluid | Z1034 | Interpretation | Not Provided |  | Quantitative Sandwich Enzyme Immunoassay (EIA)
2019-08-08 | FMVCO | MVista Coccidioides Quantitative Antigen EIA | Z2561 | Interpretation | Not Provided |  | Quantitative Sandwich Enzyme Immunoassay (EIA)
2019-08-07 | FAVI | Hypersensitivity Pneumonitis Avian Panel | Z0285 | Parakeet | Not Provided |  | Immunodiffusion
2019-08-07 | FAVI | Hypersensitivity Pneumonitis Avian Panel | Z0286 | Cockatiel | Not Provided |  | Immunodiffusion
2019-08-07 | FAVI | Hypersensitivity Pneumonitis Avian Panel | Z0287 | Parrot | Not Provided |  | Immunodiffusion
2019-08-07 | FAVI | Hypersensitivity Pneumonitis Avian Panel | Z0288 | Pigeon Sera | Not Provided |  | Immunodiffusion
2019-08-07 | FAVI | Hypersensitivity Pneumonitis Avian Panel | Z0289 | Pigeon DE | Not Provided |  | Immunodiffusion
2019-08-05 | IHCFH | Fumarate Hydratase Immunostain, Technical Component Only | 606335 | FH IHC, Tech Only | Bill only; no re |  | Immunohistochemistry (IHC)
2019-08-02 | TABSU | Targeted Benzodiazepine Screen, Random, Urine | 604886 | Triazolam | 19714-5 | Triazolam:PrThr:Pt:Urine:Ord:Screen | Only orderable as part of profile. For more information see: -CSMPU / Controlled Substance Monitoring Panel, Random, Urine -ADMPU / Addiction Medicine Profile with Reflex, 22 Drug Classes, High Resolution Mass Spectrometry and Immunoassay Screen, Random, Urine -CSMEU / Controlled Substance Monitoring Enhanced Profile with Reflex, 21 Drug Classes, High Resolution Mass Spectrometry and Immunoassay Screen, Random, Urine -CSMTU / Controlled Substance Monitoring Targeted Profile, 17 Drug Classes, Mass Spectrometry, Random, Urine -TBSU / Targeted Benzodiazepine Screen, Random, Urine Liquid Chromatography Tandem Mass Spectrometry, High-Resolution Accurate Mass (LC-MS/MS HRAM)
2019-08-01 | PNEFS | Neuroimmunology Antibody Follow-up, Serum | 84300 | Neuroimmunology Ab Follow-up, S | 80615-8 | Recommended follow-up:Prid:Pt:^Patient:Nar: | AGN1S, AMPHS, ANN1S, ANN2S, ANN3S, CRMS, DPPIS, GL1IS, PCAB2, PCABP, PCATR, GRFIS, IG5IS, ITPIS, GFAIS, SRPIS, NIFIS, APBIS, NCDIS, SP5IS, SP7IS, PDEIS, T46IS: Indirect Immunofluorescence Assay (IFA) AMPCS, CS2CS, DPPCS, GABCS, GL1CS, LG1CS, NMDCS, GRFCS, IG5CS, ITPCS, GFACS, NFLCS, NFHCS, AINCS, APBCS, NCDCS, SP5CS, SP7CS, T46CS: Cell Binding Assay (CBA) CCPQ, GANG: Radioimmunoassay (RIA) ACMFS: Flow Cytometry (FACS) IGG_A, IGG_D, IGM_A, IGM_D, IGM_M: Enzyme-linked Immunosorbent Assay (EIA) AGNBS, AMIBS, AN1BS, AN2BS, PC1BS, PCTBS, SRPBS: Immunoblot (IB)
2019-08-01 | PNEFC | Neuroimmunology Antibody Follow-up, Spinal Fluid | 84299 | Neuroimmunology Ab Follow-up, CSF | 80615-8 | Recommended follow-up:Prid:Pt:^Patient:Nar: | AMPHC, AGN1C, ANN1C, ANN2C, ANN3C, PCTRC, PCA1C, PCA2C, DPPTC, GL1IC, GFAIC, IG5IC, ITPIC, GRFIC, NIFIC, APBIC, SP5IC, SP7IC, CRMC, NCDIC, DPPIC, PDEIC, T46IC: Indirect Immunofluorescence Assay (IFA) AMPCC, CS2CC, GABCC, LG1CC, NMDCC, DPPCC, GL1CC, GFACC, IG5CC, ITPCC, GRFCC, NFLCC, NFHCC, AINCC, APBCC, NCDCC, SP5CC, SP7CC, T46CC: Cell Binding Assay (CBA) CRMWC: Western Blot (WB) AN1BC, AN2BC, AMIBC, PC1BC, PCTBC, AGNBC: Immunoblot (IB)
2019-08-01 | COGBM | Chromosome Analysis, Hematologic Disorders, Children's Oncology Group Enrollment Testing, Bone Marrow | 602308 | Result | 62356-1 | Chromosome analysis result in ISCN expression:Find:Pt:Bld/Tiss:Nom:Molgen | Cell Culture without Mitogens followed by Chromosome Analysis
2019-07-31 | PQNRU | Porphyrins, Quantitative, Random, Urine | 32338 | Interpretation | 49291-8 | Porphyrins:Imp:Pt:Urine:Nar: | High-Performance Liquid Chromatography (HPLC) with Fluorometric Detection/Liquid Chromatography Tandem Mass Spectrometry (LC-MS/MS)
2019-07-31 | IMFXO | Immunofixation Only, Serum | 32436 | Immunofixation | 74665-1 | Monoclonal band observed:Prid:Pt:Ser/Plas:Nom:Immunofixation | Immunofixation
2019-07-31 | P53CA | Hematologic Neoplasms, TP53 Somatic Mutation, DNA Sequencing Exons 4-9, Varies | 607075 | Signing Pathologist | 19139-5 | Pathologist name:Pn:Pt:Provider:Nom: | Polymerase Chain Reaction (PCR) and Sanger Sequencing
2019-07-30 | DEXT | Dermatopathology Consultation, Wet Tissue | 71139 | Interpretation | 33746-9 | Pathologic findings:Find:Pt:Specimen:Nar | Formalin-fixed tissues: Process/Embed Serial sections: Hematoxylin and Eosin Stain/Light Microscopy
2019-07-30 | CYTNG | Cytology Non-Gynecologic, Varies | 71276 | Interpretation | 69965-2 | Clinical cytogeneticist review:Imp:Pt:XXX:Nar: | Light Microscopy
2019-07-29 | METF | MET (7q31), FISH, Tissue | 55206 | Result | 62356-1 | Chromosome analysis result in ISCN expression:Find:Pt:Bld/Tiss:Nom:Molgen | Fluorescence In Situ Hybridization (FISH)
2019-07-29 | AERMC | Aeromonas Culture, Feces | AERMC | Aeromonas Culture, F | 30122-6 | Aeromonas sp:PrThr:Pt:XXX:Ord:Organism specific culture | Conventional Culture
2019-07-24 | TABSU | Targeted Benzodiazepine Screen, Random, Urine | 604867 | Alpha-Hydroxyalprazolam | 19325-0 | Alpha hydroxyalprazolam:PrThr:Pt:Urine:Ord:Screen | Only orderable as part of profile. For more information see: -CSMPU / Controlled Substance Monitoring Panel, Random, Urine -ADMPU / Addiction Medicine Profile with Reflex, 22 Drug Classes, High Resolution Mass Spectrometry and Immunoassay Screen, Random, Urine -CSMEU / Controlled Substance Monitoring Enhanced Profile with Reflex, 21 Drug Classes, High Resolution Mass Spectrometry and Immunoassay Screen, Random, Urine -CSMTU / Controlled Substance Monitoring Targeted Profile, 17 Drug Classes, Mass Spectrometry, Random, Urine -TBSU / Targeted Benzodiazepine Screen, Random, Urine Liquid Chromatography Tandem Mass Spectrometry, High-Resolution Accurate Mass (LC-MS/MS HRAM)
2019-07-24 | TABSU | Targeted Benzodiazepine Screen, Random, Urine | 604872 | Chlordiazepoxide | 19385-4 | chlordiazePOXIDE:PrThr:Pt:Urine:Ord:Screen | Only orderable as part of profile. For more information see: -CSMPU / Controlled Substance Monitoring Panel, Random, Urine -ADMPU / Addiction Medicine Profile with Reflex, 22 Drug Classes, High Resolution Mass Spectrometry and Immunoassay Screen, Random, Urine -CSMEU / Controlled Substance Monitoring Enhanced Profile with Reflex, 21 Drug Classes, High Resolution Mass Spectrometry and Immunoassay Screen, Random, Urine -CSMTU / Controlled Substance Monitoring Targeted Profile, 17 Drug Classes, Mass Spectrometry, Random, Urine -TBSU / Targeted Benzodiazepine Screen, Random, Urine Liquid Chromatography Tandem Mass Spectrometry, High-Resolution Accurate Mass (LC-MS/MS HRAM)
2019-07-24 | TABSU | Targeted Benzodiazepine Screen, Random, Urine | 604873 | Clonazepam | 19399-5 | clonazePAM:PrThr:Pt:Urine:Ord:Screen | Only orderable as part of profile. For more information see: -CSMPU / Controlled Substance Monitoring Panel, Random, Urine -ADMPU / Addiction Medicine Profile with Reflex, 22 Drug Classes, High Resolution Mass Spectrometry and Immunoassay Screen, Random, Urine -CSMEU / Controlled Substance Monitoring Enhanced Profile with Reflex, 21 Drug Classes, High Resolution Mass Spectrometry and Immunoassay Screen, Random, Urine -CSMTU / Controlled Substance Monitoring Targeted Profile, 17 Drug Classes, Mass Spectrometry, Random, Urine -TBSU / Targeted Benzodiazepine Screen, Random, Urine Liquid Chromatography Tandem Mass Spectrometry, High-Resolution Accurate Mass (LC-MS/MS HRAM)
2019-07-24 | TABSU | Targeted Benzodiazepine Screen, Random, Urine | 604874 | Diazepam | 19443-1 | diazePAM:PrThr:Pt:Urine:Ord:Screen | Only orderable as part of profile. For more information see: -CSMPU / Controlled Substance Monitoring Panel, Random, Urine -ADMPU / Addiction Medicine Profile with Reflex, 22 Drug Classes, High Resolution Mass Spectrometry and Immunoassay Screen, Random, Urine -CSMEU / Controlled Substance Monitoring Enhanced Profile with Reflex, 21 Drug Classes, High Resolution Mass Spectrometry and Immunoassay Screen, Random, Urine -CSMTU / Controlled Substance Monitoring Targeted Profile, 17 Drug Classes, Mass Spectrometry, Random, Urine -TBSU / Targeted Benzodiazepine Screen, Random, Urine Liquid Chromatography Tandem Mass Spectrometry, High-Resolution Accurate Mass (LC-MS/MS HRAM)
2019-07-24 | TABSU | Targeted Benzodiazepine Screen, Random, Urine | 604875 | Flunitrazepam | 19466-2 | Flunitrazepam:PrThr:Pt:Urine:Ord:Screen | Only orderable as part of profile. For more information see: -CSMPU / Controlled Substance Monitoring Panel, Random, Urine -ADMPU / Addiction Medicine Profile with Reflex, 22 Drug Classes, High Resolution Mass Spectrometry and Immunoassay Screen, Random, Urine -CSMEU / Controlled Substance Monitoring Enhanced Profile with Reflex, 21 Drug Classes, High Resolution Mass Spectrometry and Immunoassay Screen, Random, Urine -CSMTU / Controlled Substance Monitoring Targeted Profile, 17 Drug Classes, Mass Spectrometry, Random, Urine -TBSU / Targeted Benzodiazepine Screen, Random, Urine Liquid Chromatography Tandem Mass Spectrometry, High-Resolution Accurate Mass (LC-MS/MS HRAM)
2019-07-24 | TABSU | Targeted Benzodiazepine Screen, Random, Urine | 604876 | Flurazepam | 19474-6 | Flurazepam:PrThr:Pt:Urine:Ord:Screen | Only orderable as part of profile. For more information see: -CSMPU / Controlled Substance Monitoring Panel, Random, Urine -ADMPU / Addiction Medicine Profile with Reflex, 22 Drug Classes, High Resolution Mass Spectrometry and Immunoassay Screen, Random, Urine -CSMEU / Controlled Substance Monitoring Enhanced Profile with Reflex, 21 Drug Classes, High Resolution Mass Spectrometry and Immunoassay Screen, Random, Urine -CSMTU / Controlled Substance Monitoring Targeted Profile, 17 Drug Classes, Mass Spectrometry, Random, Urine -TBSU / Targeted Benzodiazepine Screen, Random, Urine Liquid Chromatography Tandem Mass Spectrometry, High-Resolution Accurate Mass (LC-MS/MS HRAM)
2019-07-24 | TABSU | Targeted Benzodiazepine Screen, Random, Urine | 604877 | Lorazepam | 19520-6 | LORazepam:PrThr:Pt:Urine:Ord:Screen | Only orderable as part of profile. For more information see: -CSMPU / Controlled Substance Monitoring Panel, Random, Urine -ADMPU / Addiction Medicine Profile with Reflex, 22 Drug Classes, High Resolution Mass Spectrometry and Immunoassay Screen, Random, Urine -CSMEU / Controlled Substance Monitoring Enhanced Profile with Reflex, 21 Drug Classes, High Resolution Mass Spectrometry and Immunoassay Screen, Random, Urine -CSMTU / Controlled Substance Monitoring Targeted Profile, 17 Drug Classes, Mass Spectrometry, Random, Urine -TBSU / Targeted Benzodiazepine Screen, Random, Urine Liquid Chromatography Tandem Mass Spectrometry, High-Resolution Accurate Mass (LC-MS/MS HRAM)
2019-07-24 | TABSU | Targeted Benzodiazepine Screen, Random, Urine | 604879 | Midazolam | 19585-9 | Midazolam:PrThr:Pt:Urine:Ord:Screen | Only orderable as part of profile. For more information see: -CSMPU / Controlled Substance Monitoring Panel, Random, Urine -ADMPU / Addiction Medicine Profile with Reflex, 22 Drug Classes, High Resolution Mass Spectrometry and Immunoassay Screen, Random, Urine -CSMEU / Controlled Substance Monitoring Enhanced Profile with Reflex, 21 Drug Classes, High Resolution Mass Spectrometry and Immunoassay Screen, Random, Urine -CSMTU / Controlled Substance Monitoring Targeted Profile, 17 Drug Classes, Mass Spectrometry, Random, Urine -TBSU / Targeted Benzodiazepine Screen, Random, Urine Liquid Chromatography Tandem Mass Spectrometry, High-Resolution Accurate Mass (LC-MS/MS HRAM)
2019-07-24 | TABSU | Targeted Benzodiazepine Screen, Random, Urine | 604880 | Nordiazepam | 19624-6 | Nordiazepam:PrThr:Pt:Urine:Ord:Screen | Only orderable as part of profile. For more information see: -CSMPU / Controlled Substance Monitoring Panel, Random, Urine -ADMPU / Addiction Medicine Profile with Reflex, 22 Drug Classes, High Resolution Mass Spectrometry and Immunoassay Screen, Random, Urine -CSMEU / Controlled Substance Monitoring Enhanced Profile with Reflex, 21 Drug Classes, High Resolution Mass Spectrometry and Immunoassay Screen, Random, Urine -CSMTU / Controlled Substance Monitoring Targeted Profile, 17 Drug Classes, Mass Spectrometry, Random, Urine -TBSU / Targeted Benzodiazepine Screen, Random, Urine Liquid Chromatography Tandem Mass Spectrometry, High-Resolution Accurate Mass (LC-MS/MS HRAM)
2019-07-24 | TABSU | Targeted Benzodiazepine Screen, Random, Urine | 604881 | Oxazepam | 19638-6 | Oxazepam:PrThr:Pt:Urine:Ord:Screen | Only orderable as part of profile. For more information see: -CSMPU / Controlled Substance Monitoring Panel, Random, Urine -ADMPU / Addiction Medicine Profile with Reflex, 22 Drug Classes, High Resolution Mass Spectrometry and Immunoassay Screen, Random, Urine -CSMEU / Controlled Substance Monitoring Enhanced Profile with Reflex, 21 Drug Classes, High Resolution Mass Spectrometry and Immunoassay Screen, Random, Urine -CSMTU / Controlled Substance Monitoring Targeted Profile, 17 Drug Classes, Mass Spectrometry, Random, Urine -TBSU / Targeted Benzodiazepine Screen, Random, Urine Liquid Chromatography Tandem Mass Spectrometry, High-Resolution Accurate Mass (LC-MS/MS HRAM)
2019-07-24 | TABSU | Targeted Benzodiazepine Screen, Random, Urine | 604883 | Prazepam | 19678-2 | Prazepam:PrThr:Pt:Urine:Ord:Screen | Only orderable as part of profile. For more information see: -CSMPU / Controlled Substance Monitoring Panel, Random, Urine -ADMPU / Addiction Medicine Profile with Reflex, 22 Drug Classes, High Resolution Mass Spectrometry and Immunoassay Screen, Random, Urine -CSMEU / Controlled Substance Monitoring Enhanced Profile with Reflex, 21 Drug Classes, High Resolution Mass Spectrometry and Immunoassay Screen, Random, Urine -CSMTU / Controlled Substance Monitoring Targeted Profile, 17 Drug Classes, Mass Spectrometry, Random, Urine -TBSU / Targeted Benzodiazepine Screen, Random, Urine Liquid Chromatography Tandem Mass Spectrometry, High-Resolution Accurate Mass (LC-MS/MS HRAM)
2019-07-24 | TABSU | Targeted Benzodiazepine Screen, Random, Urine | 604884 | Temazepam | 19698-0 | Temazepam:PrThr:Pt:Urine:Ord:Screen | Only orderable as part of profile. For more information see: -CSMPU / Controlled Substance Monitoring Panel, Random, Urine -ADMPU / Addiction Medicine Profile with Reflex, 22 Drug Classes, High Resolution Mass Spectrometry and Immunoassay Screen, Random, Urine -CSMEU / Controlled Substance Monitoring Enhanced Profile with Reflex, 21 Drug Classes, High Resolution Mass Spectrometry and Immunoassay Screen, Random, Urine -CSMTU / Controlled Substance Monitoring Targeted Profile, 17 Drug Classes, Mass Spectrometry, Random, Urine -TBSU / Targeted Benzodiazepine Screen, Random, Urine Liquid Chromatography Tandem Mass Spectrometry, High-Resolution Accurate Mass (LC-MS/MS HRAM)
2019-07-24 | TABSU | Targeted Benzodiazepine Screen, Random, Urine | 604949 | Benzodiazepine Interpretation | 69050-3 | Toxicologist review:Imp:Pt:XXX:Nar: | Only orderable as part of profile. For more information see: -CSMPU / Controlled Substance Monitoring Panel, Random, Urine -ADMPU / Addiction Medicine Profile with Reflex, 22 Drug Classes, High Resolution Mass Spectrometry and Immunoassay Screen, Random, Urine -CSMEU / Controlled Substance Monitoring Enhanced Profile with Reflex, 21 Drug Classes, High Resolution Mass Spectrometry and Immunoassay Screen, Random, Urine -CSMTU / Controlled Substance Monitoring Targeted Profile, 17 Drug Classes, Mass Spectrometry, Random, Urine -TBSU / Targeted Benzodiazepine Screen, Random, Urine Liquid Chromatography Tandem Mass Spectrometry, High-Resolution Accurate Mass (LC-MS/MS HRAM)
2019-07-23 | FD10S | Drugs of Abuse Screen, Serum | Z5245 | Opiates | 8219-8 | Opiates:PrThr:Pt:Ser/Plas:Ord:Screen | Enzyme-Linked Immunosorbent Assay (ELISA)
2019-07-23 | FD10S | Drugs of Abuse Screen, Serum | Z5247 | Benzodiazepines | 46976-7 | Benzodiazepines:PrThr:Pt:Ser/Plas:Ord:Screen | Enzyme-Linked Immunosorbent Assay (ELISA)
2019-07-23 | FD10S | Drugs of Abuse Screen, Serum | Z5249 | Amphetamines | 8149-7 | Amphetamines:PrThr:Pt:Ser/Plas:Ord:Screen | Enzyme-Linked Immunosorbent Assay (ELISA)
2019-07-23 | FD10S | Drugs of Abuse Screen, Serum | Z5250 | Barbiturates | 20421-4 | Barbiturates:PrThr:Pt:Ser/Plas:Ord:Screen | Enzyme-Linked Immunosorbent Assay (ELISA)
2019-07-23 | FD10S | Drugs of Abuse Screen, Serum | Z5252 | Phencyclidine | 8236-2 | Phencyclidine:PrThr:Pt:Ser/Plas:Ord:Screen | Enzyme-Linked Immunosorbent Assay (ELISA)
2019-07-23 | FD10S | Drugs of Abuse Screen, Serum | Z5253 | Methamphetamine/MDMA | 91034-9 | Methamphetamine+Methylenedioxymethamphetamine:PrThr:Pt:Ser/Plas/Bld:Ord:Screen | Enzyme-Linked Immunosorbent Assay (ELISA)
2019-07-19 | NKX3 | NKX3.1 Immunostain, Technical Component Only | 606693 | NKX3.1 IHC, Tech Only | Bill only; no re |  | Immunohistochemistry (IHC)
2019-07-17 | OXYSX | Oxycodone Screen, Chain of Custody, Random, Urine | 61727 | Oxycodone | 19642-8 | oxyCODONE:PrThr:Pt:Urine:Ord:Screen | Immunoassay
2019-07-17 | CLDN4 | Claudin-4 Immunostain, Technical Component Only | 607335 | Claudin-4 IHC, Tech Only | Bill only; no re |  | Immunohistochemistry (IHC)
2019-07-16 | E157C | Escherichia coli O157:H7 Culture, Feces | E157C | E. coli O157:H7 Culture, F | 10851-4 | Escherichia coli O157:H7:PrThr:Pt:Stool:Ord:Organism specific culture | Conventional Culture
2019-07-16 | SHIGC | Shigella Culture, Feces | SHIGC | Shigella Culture, F | 88586-3 | Shigella sp identified:Prid:Pt:Stool:Nom:Organism specific culture | Conventional Culture
2019-07-15 | MEX | Mexiletine, Serum | 9245 | Mexiletine, S | 40779-1 | Mexiletine^trough:MCnc:Pt:Ser/Plas:Qn: | Liquid Chromatography Tandem Mass Spectrometry (LC-MS/MS)
2019-07-05 | POSV | Post Vasectomy Check, Semen | SPML1 | Sperm/mL | 51623-7 | Spermatozoa^post vasectomy:NCnc:Pt:Semen:Qn: | Manual
2019-07-04 | TBNK | Quantitative Lymphocyte Subsets: T, B, and NK, Blood | CMTTB | Comment | 80722-2 | Lymphocyte T-cell & B-cell & Natural killer subsets:Imp:Pt:Bld:Nar: | Flow Cytometry
2019-07-04 | TBBS | Quantitative Lymphocyte Subsets: T, B, and Natural Killer (NK) Cells, Blood | 6657 | Comment | 80722-2 | Lymphocyte T-cell & B-cell & Natural killer subsets:Imp:Pt:Bld:Nar: | Flow Cytometry
2019-07-04 | TBNY | T, B and NK Lymphocyte Quantitation, New York, Blood | 6657 | Comment | 80722-2 | Lymphocyte T-cell & B-cell & Natural killer subsets:Imp:Pt:Bld:Nar: | Fluorescent Flow Cytometry
2019-07-04 | TCGBM | T-Cell Receptor Gene Rearrangement, PCR, Bone Marrow | 19957 | Final Diagnosis: | 22637-3 | Path report.final diagnosis:Imp:Pt:Specimen:Nar: | Polymerase Chain Reaction (PCR)
2019-07-04 | TCGR | T-Cell Receptor Gene Rearrangement, PCR, Blood | 18210 | Final Diagnosis: | 22637-3 | Path report.final diagnosis:Imp:Pt:Specimen:Nar: | Polymerase Chain Reaction (PCR)
2019-07-04 | TCGRV | T-Cell Receptor Gene Rearrangement, PCR, Varies | 19936 | Final Diagnosis: | 22637-3 | Path report.final diagnosis:Imp:Pt:Specimen:Nar: | Polymerase Chain Reaction (PCR)
2019-07-03 | DD22F | 22q11.2 Deletion/Duplication, FISH, Varies | 54538 | Result | 62356-1 | Chromosome analysis result in ISCN expression:Find:Pt:Bld/Tiss:Nom:Molgen | Fluorescence In Situ Hybridization (FISH)
2019-07-03 | MISCF | Miscellaneous Studies Using Chromosome-Specific Probes, FISH | 54586 | Result | 62356-1 | Chromosome analysis result in ISCN expression:Find:Pt:Bld/Tiss:Nom:Molgen | Fluorescence In Situ Hybridization (FISH)
2019-07-03 | SRYF | Sex-Determining Region Y, Yp11.3 Deletion, FISH | 54565 | Result | 62356-1 | Chromosome analysis result in ISCN expression:Find:Pt:Bld/Tiss:Nom:Molgen | Fluorescence In Situ Hybridization (FISH)
2019-07-03 | COGBF | B-Cell Acute Lymphoblastic Leukemia/Lymphoma (ALL), Children's Oncology Group Enrollment Testing, FISH, Varies | 602299 | Result | 62356-1 | Chromosome analysis result in ISCN expression:Find:Pt:Bld/Tiss:Nom:Molgen | Fluorescence In Situ Hybridization (FISH)
2019-07-03 | COGMF | Acute Myeloid Leukemia (AML), Children's Oncology Group Enrollment Testing, FISH, Varies | 602279 | Result | 62356-1 | Chromosome analysis result in ISCN expression:Find:Pt:Bld/Tiss:Nom:Molgen | Fluorescence In Situ Hybridization (FISH)
2019-07-03 | COGTF | T-Cell Acute Lymphoblastic Leukemia/Lymphoma (ALL), Children's Oncology Group Enrollment Testing, FISH, Varies | 602289 | Result | 62356-1 | Chromosome analysis result in ISCN expression:Find:Pt:Bld/Tiss:Nom:Molgen | Fluorescence In Situ Hybridization (FISH)
2019-07-03 | SMN1Z | SMN1 Gene, Full Gene Analysis, Varies | 602755 | Result | 82939-0 | Genetic variant details:Find:Pt:Bld/Tiss:Nar:Molgen | Polymerase Chain Reaction (PCR) followed by DNA Sequencing
2019-07-03 | XALDZ | X-Linked Adrenoleukodystrophy, Full Gene Analysis, Varies | 53562 | Result | 82939-0 | Genetic variant details:Find:Pt:Bld/Tiss:Nar:Molgen | Polymerase Chain Reaction (PCR) followed by DNA Sequencing
2019-07-03 | CYPZ | 21-Hydroxylase Gene, CYP21A2, Full Gene Analysis, Varies | 37489 | Result | 82939-0 | Genetic variant details:Find:Pt:Bld/Tiss:Nar:Molgen | Polymerase Chain Reaction (PCR) Amplification followed by DNA Sequence Analysis and Gene Dosage Analysis by Multiplex Ligation-Dependent Probe Amplification (MLPA)
2019-07-02 | PTFIB | PT-Fibrinogen, Plasma | PTFIB | PT-Fibrinogen, P | 3255-7 | Fibrinogen:MCnc:Pt:PPP:Qn:Coag | Only orderable as part of a coagulation reflex. For more information see: ALUPP / Lupus Anticoagulant Profile, Plasma ALBLD / Bleeding Diathesis Profile, Limited, Plasma AATHR / Thrombophilia Profile, Plasma and Whole Blood APROL / Prolonged Clot Time Profile, Plasma ADIC / Disseminated Intravascular Coagulation/Intravascular Coagulation and Fibrinolysis (DIC/ICF) Profile, Plasma Optical Clot-Based
2019-07-02 | SZDIA | Sezary Diagnostic Flow Cytometry, Blood | CK127 | Final Diagnosis | 50398-7 | Narrative diagnostic report:Imp:Pt:Bld/Tiss:Nar:Molgen | Immunophenotyping
2019-07-02 | SZMON | Sezary Monitoring Flow Cytometry, Blood | CK131 | Final Diagnosis | 50398-7 | Narrative diagnostic report:Imp:Pt:Bld/Tiss:Nar:Molgen | Immunophenotyping
2019-07-02 | SUDC | Sudden Cardiac Death Pathology Consultation | 606931 | Interpretation | 59465-5 | Pathologist review:Imp:Pt:XXX:Nar: | Medical Interpretation
2019-07-01 | DRPL | Dentatorubral-Pallidoluysian Atrophy (DRPLA) Gene Analysis, Varies | 53235 | Result | 49631-5 | ATN1 gene allele 1.CAG repeats:EntNum:Pt:Bld/Tiss:Qn:Molgen | Polymerase Chain Reaction (PCR)
2019-07-01 | SARCP | Sarcoma Targeted Gene Fusion/Rearrangement Panel, Next-Generation Sequencing, Tumor | 606438 | Released By | 18771-6 | Provider.signing name:Pn:Pt:Report:Nom: | Polymerase Chain Reaction (PCR)-based Next-Generation Sequencing (NGS)
2019-07-01 | SARCP | Sarcoma Targeted Gene Fusion/Rearrangement Panel, Next-Generation Sequencing, Tumor | 606452 | Tissue ID | 80398-1 | Unique identifier:ID:Pt:Current sample:Nom: | Polymerase Chain Reaction (PCR)-based Next-Generation Sequencing (NGS)
2019-07-01 | SARCP | Sarcoma Targeted Gene Fusion/Rearrangement Panel, Next-Generation Sequencing, Tumor | 606430 | Result Summary | 50397-9 | Molecular diagnostic overall interpretation:PrThr:Pt:Bld/Tiss:Ord:Molgen | Polymerase Chain Reaction (PCR)-based Next-Generation Sequencing (NGS)
2019-07-01 | SARCP | Sarcoma Targeted Gene Fusion/Rearrangement Panel, Next-Generation Sequencing, Tumor | 606432 | Interpretation | 69047-9 | Geneticist review:Imp:Pt:XXX:Nar: | Polymerase Chain Reaction (PCR)-based Next-Generation Sequencing (NGS)
2019-07-01 | SARCP | Sarcoma Targeted Gene Fusion/Rearrangement Panel, Next-Generation Sequencing, Tumor | 606433 | Additional Information | 48767-8 | Annotation comment:Imp:Pt:{system}:Nar: | Polymerase Chain Reaction (PCR)-based Next-Generation Sequencing (NGS)
2019-07-01 | SARCP | Sarcoma Targeted Gene Fusion/Rearrangement Panel, Next-Generation Sequencing, Tumor | 606435 | Disclaimer | 62364-5 | Test performance information:Find:Pt:XXX:Nar: | Polymerase Chain Reaction (PCR)-based Next-Generation Sequencing (NGS)
2019-07-01 | SARCP | Sarcoma Targeted Gene Fusion/Rearrangement Panel, Next-Generation Sequencing, Tumor | 606436 | Specimen | 31208-2 | Specimen source:Prid:Pt:XXX:Nom: | Polymerase Chain Reaction (PCR)-based Next-Generation Sequencing (NGS)
2019-06-27 | FBFPI | Bird Fancier's Precipitin Panel I | Z3888 | Canary Droppings Gel Diffusion | Not Provided |  | Gel Diffusion
2019-06-27 | FOPE | Perch Ocean | Z3995 | CLASS | Not Provided |  | Enzyme Immunoassay (EIA)
2019-06-27 | FLBAE | Ladybeetle Multicolored Asian (Harmonia axyridis) IgE | Z3129 | Class | Not Provided |  | Enzyme Immunoassay (EIA)
2019-06-27 | SMNDX | Spinal Muscular Atrophy Diagnostic Assay, Deletion/Duplication Analysis, Varies | 113453 | Result | 49857-6 | SMN1 gene+SMN2 gene targeted mutation analysis:Find:Pt:Bld/Tiss:Doc:Molgen | Dosage Analysis by Digital Droplet Polymerase Chain Reaction (ddPCR)
2019-06-27 | SMNCS | Spinal Muscular Atrophy Carrier Screening, Deletion/Duplication Analysis, Varies | 113446 | Result | 49857-6 | SMN1 gene+SMN2 gene targeted mutation analysis:Find:Pt:Bld/Tiss:Doc:Molgen | Dosage Analysis by Digital Droplet Polymerase Chain Reaction (ddPCR)
2019-06-27 | PMPDD | PMP22 Gene, Large Deletion/Duplication Analysis, Varies | 113374 | Result | 75384-8 | PMP22 gene deletion+duplication:Find:Pt:Bld/Tiss:Doc:MLPA | Dosage Analysis by Polymerase Chain Reaction (PCR)/Multiplex Ligation-Dependent Probe Amplification (MLPA)
2019-06-25 | CRDPU | Creatine Disorders Panel, Random, Urine | 23268 | Creatine/Creatinine Ratio | 34275-8 | Creatine/Creatinine:SRto:Pt:Urine:Qn: | Liquid Chromatography Tandem Mass Spectometry (LC-MS/MS)
2019-06-25 | KRASD | Cell-Free DNA KRAS 12, 13, 61,146, Blood | 113508 | Result | 75974-6 | KRAS gene targeted mutation analysis:Find:Pt:Bld/Tiss:Doc:Molgen | Digital Droplet Polymerase Chain Reaction (PCR)
2019-06-25 | JAKXB | JAK2 Exon 12 and Other Non-V617F Mutation Detection, Blood | 39467 | JAK2 Sequencing Result | 55300-8 | JAK2 gene exon 12 targeted mutation analysis:Find:Pt:Bld/Tiss:Doc:Molgen | Sanger Sequencing
2019-06-25 | FABRZ | Fabry Disease, Full Gene Analysis, Varies | 53895 | Result | 76036-3 | GLA gene full mutation analysis:Find:Pt:Bld/Tiss:Doc:Sequencing | Polymerase Chain Reaction (PCR) followed by DNA Sequencing
2019-06-25 | TFE3F | Alveolar Soft Part Sarcoma (ASPS)/Renal Cell Carcinoma (RCC), Xp11.23 (TFE3), FISH, Tissue | 54577 | Result | 35474-6 | Gene XXX targeted mutation analysis:Find:Pt:Bld/Tiss:Doc:Molgen | Fluorescence In Situ Hybridization (FISH)
2019-06-25 | DBMD | Duchenne/Becker Muscular Dystrophy, DMD Gene, Large Deletion/Duplication Analysis, Varies | 55262 | Result | 75385-5 | DMD gene deletion+duplication:Find:Pt:Bld/Tiss:Doc:MLPA | Dosage Analysis by Polymerase Chain Reaction (PCR)/Multiplex Ligation-Dependent Probe Amplification (MLPA)
2019-06-24 | KRT5 | Keratin 5 (KRT5) Immunostain, Technical Component Only | 607000 | KRT5 IHC, Tech Only | Bill only; no re |  | Immunohistochemistry (IHC)
2019-06-24 | FPINP | Pine Ponderosa IgE | Z5336 | CLASS | Not Provided |  | Enzyme Immunoassay (EIA)
2019-06-24 | HTLVC | Human T-Cell Lymphotropic Virus Types 1 and 2 (HTLV-1/-2) Antibody Screen with Confirmation, Spinal Fluid | 604934 | HTLV-1/-2 Ab Screen, CSF | 22361-0 | HTLV I+II Ab:PrThr:Pt:CSF:Ord: | Enzyme Immunoassay (EIA)
2019-06-21 | FER | Semen Analysis, Semen | AGGLU | Agglutination | 33217-1 | Spermatozoa.agglutinated:PrThr:Pt:Semen:Ord: | Manual
2019-06-20 | BCRFX | BCR/ABL1 Qualitative Diagnostic Assay with Reflex to BCR/ABL1 p190 Quantitative Assay or BCR/ABL1 p210 Quantitative Assay, Varies | 48388 | Interpretation | 69047-9 | Geneticist review:Imp:Pt:XXX:Nar: | Reverse Transcription Polymerase Chain Reaction (RT-PCR) Multiplex PCR
2019-06-20 | BA190 | BCR/ABL1, p190, mRNA Detection, Reverse Transcription-PCR (RT-PCR), Quantitative, Monitoring Assay, Varies | 19765 | Interpretation | 69047-9 | Geneticist review:Imp:Pt:XXX:Nar: | Quantitative Reverse Transcription-Polymerase Chain Reaction (RT-PCR)
2019-06-20 | BADX | BCR/ABL1, Qualitative, Diagnostic Assay, Varies | 19783 | Interpretation | 69047-9 | Geneticist review:Imp:Pt:XXX:Nar: | Reverse Transcription Polymerase Chain Reaction (RT-PCR) Multiplex PCR
2019-06-20 | FONS | Western blot for anti-optic nerve autoantibodies in the serum | FONS | Anti-optic nerve autoantibodies, WB | Not Provided |  | Western blot
2019-06-20 | FARWB | Anti-retinal autoantibodies follow up, WB | FARWB | Anti-Retinal Autoantibody, WB | Not Provided |  | Western Blot (WB)
2019-06-20 | FARP | Autoimmune Retinopathy Panel by Immunoblot (ARP) | FARP | Autoimmune Retinopathy Panel (ARP) | Not Provided |  | Immunoblot
2019-06-20 | FCARP | Cancer-Associated Retinopathy Panel (CARP) by Immunoblot and IHC | FCARP | Cancer Assoc. Retinopathy (CARP) | Not Provided |  | Immunoblot and IHC
2019-06-20 | FMARP | Melanoma Associated Retinopathy MAR Panel by Immunoblot and IHC | FMARP | Melanoma Assoc. Retinopathy (MARP) | Not Provided |  | Immunoblot and IHC
2019-06-19 | ULFA | Cryptococcus Antigen Screen, Lateral Flow Assay, Random, Urine | 604095 | Cryptococcus Ag Screen, LFA, U | 16693-4 | Cryptococcus sp Ag:PrThr:Pt:Urine:Ord: | Lateral Flow Assay (LFA)
2019-06-17 | A2PI | Alpha-2 Plasmin Inhibitor, Plasma | A2PI | Alpha-2 Plasmin Inhibitor, P | 27810-1 | Plasmin inhibitor actual/Normal:RelCCnc:Pt:PPP:Qn:Chromo | Chromogenic
2019-06-17 | ALB24 | Albumin, 24 Hour, Urine | AL24H | Albumin, 24 Hr, U | 1755-8 | Albumin:MRat:24H:Urine:Qn: | Immunoturbidity
2019-06-17 | APIXA | Apixaban, Anti-Xa, Plasma | APIX3 | Cautions | 62364-5 | Test performance information:Find:Pt:XXX:Nar: | Chromogenic Assay
2019-06-17 | H2BR | HER2 Amplification Associated with Breast Cancer, FISH, Tissue | 603076 | Result | 62356-1 | Chromosome analysis result in ISCN expression:Find:Pt:Bld/Tiss:Nom:Molgen | Fluorescence In Situ Hybridization (FISH)
2019-06-17 | H2GE | HER2 Amplification Associated with Gastroesophageal Cancer, FISH, Tissue | 603087 | Result | 62356-1 | Chromosome analysis result in ISCN expression:Find:Pt:Bld/Tiss:Nom:Molgen | Fluorescence In Situ Hybridization (FISH)
2019-06-17 | H2MT | HER2 Amplification, Miscellaneous Tumor, FISH, Tissue | 603098 | Result | 62356-1 | Chromosome analysis result in ISCN expression:Find:Pt:Bld/Tiss:Nom:Molgen | Fluorescence In Situ Hybridization (FISH)
2019-06-17 | RALB | Albumin, Random, Urine | RALB1 | Albumin, Random, U | 89999-7 | Albumin:MCnc:Pt:Urine:Qn:Detection limit <= 3.0 mg/L | Immunoturbidity/Enzymatic Colorimetric Assay
2019-06-14 | UPHB | pH, Body Fluid | SRC18 | Source | 14725-6 | Fluid:Type:Pt:Body fld:Nom: | pH Meter
2019-06-14 | KIDST | Kidney Stone Analysis | 605761 | Kidney Stone Analysis | 40787-4 | Calculus analysis:Imp:Pt:Calculus:Nom:Infrared spectroscopy | Infrared Spectrum Analysis
2019-06-13 | NGSFX | Reanalysis of Acute Myeloid Leukemia 4- or 11- Gene Panels, Additional Genes | 601687 | Pathogenic Mutations Detected | 82939-0 | Genetic variant details:Find:Pt:Bld/Tiss:Nar:Molgen | Only orderable as a reflex. For more information, see: -NGAMT / Acute Myeloid Leukemia, Therapeutic Gene Mutation Panel (FLT3, IDH1, IDH2, TP53) Next-Generation Sequencing, Varies -NGAML / Acute Myeloid Leukemia, 11-Gene Panel, Varies. Next-Generation Sequencing (NGS)
2019-06-13 | PLAIF | Phospholipase A2 Receptor (PLA2R), Renal Biopsy | 71225 | Interpretation | 59465-5 | Pathologist review:Imp:Pt:XXX:Nar: | Immunofluorescence
2019-06-13 | FDM1 | DMPK DNA Test (DM1) | Z0101 | DMPK DNA (DM1) | Not Provided |  | Repeat Expansion Detection by PCR, Southern Blot
2019-06-13 | FDMZ | CNBP DNA Test (DM2) | FDMZ | CNBP DNA (DM2) | Not Provided |  | Repeat Expansion Detection by PCR, Southern Blot
2019-06-13 | FINA | NAbFeron (IFNB-1) Neutralizing Antibody Test | Z0083 | NAbFeron (IFN-B) Antibody | Not Provided |  | Viral cytopathic effect assay
2019-06-13 | FSUAB | Sulfatide Autoantibody Test | FSUAB | Sulfatide Autoantibody Test | Not Provided |  | Enzyme-Linked Immunosorbent Assay (ELISA)
2019-06-13 | FSCN4 | SCN4A (Myotonia) DNA Sequencing Test | FSCN4 | SCN4A (Myotonia) DNA Sequencing | Not Provided |  | Next Generation Sequencing
2019-06-13 | FCLCN | CLCN1 DNA Sequencing Test | FCLCN | CLCN1 DNA Sequencing | Not Provided |  | Next Generation Sequencing
2019-06-10 | TFE3I | Transcription Factor E3 (TFE3) Immunostain, Technical Component Only | 70876 | TFE3 IHC, Tech Only | Bill only; no re |  | Immunohistochemistry (IHC)
2019-06-10 | THYR | Thyroglobulin Immunostain, Technical Component Only | 70877 | Thyroglobulin IHC, Tech Only | Bill only; no re |  | Immunohistochemistry (IHC)
2019-06-10 | TOXO | Toxoplasma Immunostain, Technical Component Only | 70881 | Toxoplasma IHC, Tech Only | Bill only; no re |  | Immunohistochemistry (IHC)
2019-06-10 | TSH | Thyroid-Stimulating Hormone (TSH), Beta Immunostain, Technical Component Only | 70886 | Beta TSH IHC, Tech Only | Bill only; no re |  | Immunohistochemistry (IHC)
2019-06-10 | PU1 | PU.1 Immunostain, Technical Component Only | 70857 | PU.1 IHC, Tech Only | Bill only; no re |  | Immunohistochemistry (IHC)
2019-06-10 | LANGR | Langerin Immunostain, Technical Component Only | 70808 | Langerin IHC, Tech Only | Bill only; no re |  | Immunohistochemistry (IHC)
2019-06-06 | ARAV | Aldosterone, Right Adrenal Vein, Serum | 6348 | Aldosterone, RAV | 1763-2 | Aldosterone:MCnc:Pt:Ser/Plas:Qn: | Liquid Chromatography Tandem Mass Spectrometry (LC-MS/MS)
2019-06-03 | SUDC | Sudden Cardiac Death Pathology Consultation | 606934 | Addendum | 35265-8 | Path report.addendum:Find:Pt:Specimen:Nar: | Medical Interpretation
2019-06-03 | SUDC | Sudden Cardiac Death Pathology Consultation | 606937 | Disclaimer | 62364-5 | Test performance information:Find:Pt:XXX:Nar: | Medical Interpretation
2019-06-03 | SUDC | Sudden Cardiac Death Pathology Consultation | 606938 | Case Number | 80398-1 | Unique identifier:ID:Pt:Current sample:Nom: | Medical Interpretation
2019-06-03 | SUDC | Sudden Cardiac Death Pathology Consultation | 606933 | Report electronically signed by | 19139-5 | Pathologist name:Pn:Pt:Provider:Nom: | Medical Interpretation
2019-06-03 | SUDC | Sudden Cardiac Death Pathology Consultation | 606936 | Material Received | 22633-2 | Path report.site of origin:Anat:Pt:Specimen:Nar: | Medical Interpretation
2019-06-03 | SUDC | Sudden Cardiac Death Pathology Consultation | 606935 | Gross Description | 22634-0 | Path report.gross observation:Find:Pt:Specimen:Nar: | Medical Interpretation
2019-05-31 | EWSF | Ewing Sarcoma, 22q12 (EWSR1) Rearrangement, FISH, Tissue | 54589 | Result | 62356-1 | Chromosome analysis result in ISCN expression:Find:Pt:Bld/Tiss:Nom:Molgen | Fluorescence In Situ Hybridization (FISH)
2019-05-31 | FUSF | Low-Grade Fibromyxoid Sarcoma (LGFMS), 16p11.2 (FUS or TLS) Rearrangement, FISH, Tissue | 54594 | Result | 62356-1 | Chromosome analysis result in ISCN expression:Find:Pt:Bld/Tiss:Nom:Molgen | Fluorescence In Situ Hybridization (FISH)
2019-05-31 | IMTF | Inflammatory Myofibroblastic Tumors (IMT), 2p23 (ALK) Rearrangement, FISH, Tissue | 54587 | Result | 62356-1 | Chromosome analysis result in ISCN expression:Find:Pt:Bld/Tiss:Nom:Molgen | Fluorescence In Situ Hybridization (FISH)
2019-05-31 | PLASF | Plasma Cell Proliferative Disorder, FISH, Tissue | 54593 | Result | 62356-1 | Chromosome analysis result in ISCN expression:Find:Pt:Bld/Tiss:Nom:Molgen | Fluorescence In Situ Hybridization (FISH)
2019-05-31 | RETF | Lung Cancer, RET (10q11) Rearrangement, FISH, Tissue | 54596 | Result | 62356-1 | Chromosome analysis result in ISCN expression:Find:Pt:Bld/Tiss:Nom:Molgen | Fluorescence In Situ Hybridization (FISH)
2019-05-31 | ROS1F | Lung Cancer, ROS1 (6q22) Rearrangement, FISH, Tissue | 54595 | Result | 62356-1 | Chromosome analysis result in ISCN expression:Find:Pt:Bld/Tiss:Nom:Molgen | Fluorescence In Situ Hybridization (FISH)
2019-05-31 | COGBL | Chromosome Analysis, Hematologic Disorders, Children's Oncology Group Enrollment Testing, Blood | 602317 | Result | 62356-1 | Chromosome analysis result in ISCN expression:Find:Pt:Bld/Tiss:Nom:Molgen | Cell Culture without Mitogens followed by Chromosome Analysis
2019-05-31 | DDITF | Myxoid/Round Cell Liposarcoma, 12q13 (DDIT3 or CHOP) Rearrangement, FISH, Tissue | 54585 | Result | 62356-1 | Chromosome analysis result in ISCN expression:Find:Pt:Bld/Tiss:Nom:Molgen | Fluorescence In Situ Hybridization (FISH)
2019-05-31 | ESTUF | Endometrial Stromal Tumors (EST), 7p15 (JAZF1), 6p21.32 (PHF1), 17p13.3 (YWHAE) Rearrangement, FISH, Tissue | 54584 | Result | 62356-1 | Chromosome analysis result in ISCN expression:Find:Pt:Bld/Tiss:Nom:Molgen | Fluorescence In Situ Hybridization (FISH)
2019-05-31 | SS18F | Synovial Sarcoma (SS), 18q11.2 (SS18 or SYT) Rearrangement, FISH, Tissue | 54582 | Result | 62356-1 | Chromosome analysis result in ISCN expression:Find:Pt:Bld/Tiss:Nom:Molgen | Fluorescence In Situ Hybridization (FISH)
2019-05-31 | XYMF | Known 45,X, Mosaicism Reflex Analysis, FISH, Whole Blood | 54537 | Result | 62356-1 | Chromosome analysis result in ISCN expression:Find:Pt:Bld/Tiss:Nom:Molgen | Fluorescence In Situ Hybridization (FISH)
2019-05-31 | PCPMX | Phencyclidine (PCP) Confirmation, Chain of Custody, Meconium | 36232 | PCP Confirmation, Meconium | 92816-8 | Phencyclidine:MCnt:Pt:Meconium:Qn:Confirm | Liquid Chromatography Tandem Mass Spectrometry (LC-MS/MS)
2019-05-31 | TLBLF | T-Lymphoblastic Leukemia/Lymphoma, FISH, Tissue | 113469 | Result | 62356-1 | Chromosome analysis result in ISCN expression:Find:Pt:Bld/Tiss:Nom:Molgen | Fluorescence In Situ Hybridization (FISH)
2019-05-30 | CDKP1 | CD68 (KP1) Immunostain, Tissue, Technical Component Only | 70798 | CD68 (KP1) IHC, Tech Only | Bill only; no re |  | Immunohistochemistry (IHC)
2019-05-30 | KRT20 | Keratin 20 (KRT20) Immunostain, Technical Component Only | 70803 | Keratin 20 IHC, Tech Only | Bill only; no re |  | Immunohistochemistry (IHC)
2019-05-30 | KRT34 | Keratin (34BE12) Immunostain, Technical Component Only | 70804 | Keratin (34BE12) IHC, Tech Only | Bill only; no re |  | Immunohistochemistry (IHC)
2019-05-30 | KRT7 | Keratin 7 (KRT7) Immunostain, Technical Component Only | 70800 | Keratin 7 IHC, Tech Only | Bill only; no re |  | Immunohistochemistry (IHC)
2019-05-30 | KRTAE | Keratin (AE1/AE3) Immunostain, Technical Component Only | 70805 | Keratin (AE1/AE3) IHC, Tech Only | Bill only; no re |  | Immunohistochemistry (IHC)
2019-05-30 | LACTO | Lactotransferrin Immunostain, Technical Component Only | 70896 | Lactotransferrin IHC, Tech Only | Bill only; no re |  | Immunohistochemistry (IHC)
2019-05-30 | LMO2 | LIM Domain Only 2 (LMO2) Immunostain, Technical Component Only | 70813 | LMO2 IHC, Tech Only | Bill only; no re |  | Immunohistochemistry (IHC)
2019-05-30 | P40 | p40 Immunostain, Technical Component Only | 70839 | p40 IHC, Tech Only | Bill only; no re |  | Immunohistochemistry (IHC)
2019-05-30 | P62 | p62 Immunostain, Technical Component Only | 70900 | p62 IHC, Tech Only | Bill only; no re |  | Immunohistochemistry (IHC)
2019-05-30 | PARVI | Parvovirus Immunostain, Technical Component Only | 70844 | Parvovirus IHC, Tech Only | Bill only; no re |  | Immunohistochemistry (IHC)
2019-05-30 | PRLI | Prolactin (PRL) Immunostain, Technical Component Only | 70853 | Prolactin IHC, Tech Only | Bill only; no re |  | Immunohistochemistry (IHC)
2019-05-30 | SDHB | SDHB Immunostain, Technical Component Only | 70862 | SDHB IHC, Tech Only | Bill only; no re |  | Immunohistochemistry (IHC)
2019-05-30 | TAU3 | TAU 3 Immunostain, Technical Component Only | 70899 | TAU 3 IHC, Tech Only | Bill only; no re |  | Immunohistochemistry (IHC)
2019-05-30 | TAU4 | TAU 4 Immunostain, Technical Component Only | 70898 | TAU 4 IHC, Tech Only | Bill only; no re |  | Immunohistochemistry (IHC)
2019-05-30 | TRAP | Tartrate-Resistant Acid Phosphatase (TRAP) Immunostain, Technical Component Only | 70882 | TRAP IHC, Tech Only | Bill only; no re |  | Immunohistochemistry (IHC)
2019-05-30 | TRPTS | Tryptase Immunostain, Technical Component Only | 70885 | Tryptase IHC, Tech Only | Bill only; no re |  | Immunohistochemistry (IHC)
2019-05-30 | TRYPN | Trypsin Immunostain, Technical Component Only | 70884 | Trypsin IHC, Tech Only | Bill only; no re |  | Immunohistochemistry (IHC)
2019-05-30 | TTF8G | Thyroid Transcription Factor (8G7G3/1) Immunostain, Technical Component Only | 70887 | TTF1 (8G7G3/1) IHC, Tech Only | Bill only; no re |  | Immunohistochemistry (IHC)
2019-05-30 | TTFK5 | Thyroid Transcription Factor 1 (TTF1) (SPT24) and Keratin 5 (KRT5) Immunostain, Technical Component Only | 70801 | TTF1(SPT24) + KRT5 IHC, Tech Only | Bill only; no re |  | Immunohistochemistry (IHC)
2019-05-30 | TTFSP | Thyroid Transcription Factor (SPT24) Immunostain, Technical Component Only | 70888 | TTF1 (SPT24) IHC, Tech Only | Bill only; no re |  | Immunohistochemistry (IHC)
2019-05-30 | TYROS | Tyrosinase (TYROS) Immunostain, Technical Component Only | 70889 | Tyrosinase IHC, Tech Only | Bill only; no re |  | Immunohistochemistry (IHC)
2019-05-30 | UBIQ | Ubiquitin (UBIQ) Immunostain, Technical Component Only | 70890 | Ubiquitin IHC, Tech Only | Bill only; no re |  | Immunohistochemistry (IHC)
2019-05-30 | VIM | Vimentin Immunostain, Technical Component Only | 70891 | Vimentin IHC, Tech Only | Bill only; no re |  | Immunohistochemistry (IHC)
2019-05-30 | VIPI | Vasoactive Intestine Polypeptide (VIP), Technical Component Only | 70892 | VIP IHC, Tech Only | Bill only; no re |  | Immunohistochemistry (IHC)
2019-05-30 | WT1I | Wilms Tumor (WT-1) Immunostain, Technical Component Only | 70894 | Wilm's Tumor (WT-1) IHC, Tech Only | Bill only; no re |  | Immunohistochemistry (IHC)
2019-05-30 | YAP1 | Yes-Associated Protein (YAP) Immunostain, Technical Component Only | 70895 | YAP1 IHC, Tech Only | Bill only; no re |  | Immunohistochemistry (IHC)
2019-05-30 | FSHB | Follicle Stimulating Hormone, Beta Subunit (Beta FSH) Immunostain, Technical Component Only | 70746 | Beta FSH IHC, Tech Only | Bill only; no re |  | Immunohistochemistry (IHC)
2019-05-30 | KRT19 | Keratin 19 (KRT19) Immunostain, Technical Component Only | 70802 | Keratin 19 IHC, Tech Only | Bill only; no re |  | Immunohistochemistry (IHC)
2019-05-30 | KRTCA | Keratin (CAM 5.2) Immunostain, Technical Component Only | 70806 | Keratin (CAM 5.2) IHC, Tech Only | Bill only; no re |  | Immunohistochemistry (IHC)
2019-05-30 | KRTOS | Keratin (OSCAR) Immunostain, Technical Component Only | 70807 | Keratin (OSCAR) IHC, Tech Only | Bill only; no re |  | Immunohistochemistry
2019-05-30 | LAIHC | Lambda Light Chain Immunostain, Technical Component Only | 70811 | Lambda IHC, Tech Only | Bill only; no re |  | Immunohistochemistry (IHC)
2019-05-30 | LUTHI | Luteinizing Hormone (LH) Beta Immunostain, Technical Component Only | 70810 | Beta LH IHC, Tech Only | Bill only; no re |  | Immunohistochemistry (IHC)
2019-05-30 | MGB | Mammaglobin (MGB) Immunostain, Technical Component Only | 70819 | Mammaglobin IHC, Tech Only | Bill only; no re |  | Immunohistochemistry (IHC)
2019-05-30 | MITF | MiTF Immunostain, Technical Component Only | 70821 | MiTF IHC, Tech Only | Bill only; no re |  | Immunohistochemistry (IHC)
2019-05-30 | MLH1 | MLH1 Immunostain, Technical Component Only | 70822 | MLH1 IHC, Tech Only | Bill only; no re |  | Immunohistochemistry (IHC)
2019-05-30 | MOC31 | MOC-31 Immunostain, Technical Component Only | 70817 | MOC-31 IHC, Tech Only | Bill only; no re |  | Immunohistochemistry (IHC)
2019-05-30 | MSH6 | MSH6 Immunostain, Technical Component Only | 70825 | MSH6 IHC, Tech Only | Bill only; no re |  | Immunohistochemistry (IHC)
2019-05-30 | MYC | MYC Immunostain, Technical Component Only | 70827 | MYC IHC, Tech Only | Bill only; no re |  | Immunohistochemistry (IHC)
2019-05-30 | MYOGE | Myogenin Immunostain, Technical Component Only | 70828 | Myogenin IHC, Tech Only | Bill only; no re |  | Immunohistochemistry (IHC)
2019-05-30 | NAPSN | Napsin A Immunostain, Technical Component Only | 70831 | Napsin A IHC, Tech Only | Bill only; no re |  | Immunohistochemistry (IHC)
2019-05-30 | NUT | NUT Immunostain, Technical Component Only | 70833 | NUT IHC, Tech Only | Bill only; no re |  | Immunohistochemistry (IHC)
2019-05-30 | P57I | p57 (KIP2/CDKN1C) Immunostain, Technical Component Only | 70841 | p57 (KIP2/CDKN1C) IHC, Tech Only | Bill only; no re |  | Immunohistochemistry (IHC)
2019-05-30 | P63 | p63 Immunostain, Technical Component Only | 70842 | p63 IHC, Tech Only | Bill only; no re |  | Immunohistochemistry (IHC)
2019-05-30 | PACPI | Prostatic Acid Phosphatase (PACP) Immunostain, Technical Component Only | 70843 | PACP IHC, Tech Only | Bill only; no re |  | Immunohistochemistry (IHC)
2019-05-30 | PAX5 | PAX-5 Immunostain, Technical Component Only | 70845 | PAX-5 IHC, Tech Only | Bill only; no re |  | Immunohistochemistry (IHC)
2019-05-30 | LYSOZ | Lysozyme Immunostain, Technical Component Only | 70815 | Lysozyme IHC, Tech Only | Bill only; no re |  | Immunohistochemistry (IHC)
2019-05-30 | PGM1 | CD68 (PG-M1) Immunostain, Technical Component Only | 70848 | CD68 (PG-M1) IHC, Tech Only | Bill only; no re |  | Immunohistochemistry (IHC)
2019-05-30 | PLAP | Placental Alkaline Phosphatase (PLAP) Immunostain, Technical Component Only | 70851 | PLAP IHC, Tech Only | Bill only; no re |  | Immunohistochemistry (IHC)
2019-05-30 | PMS2 | PMS2 Immunostain, Technical Component Only | 70852 | PMS2 IHC, Tech Only | Bill only; no re |  | Immunohistochemistry (IHC)
2019-05-30 | CD99 | CD99 (MIC-2) Immunostain, Technical Component Only | 70820 | CD99 (MIC-2) IHC, Tech Only | Bill only; no re |  | Immunohistochemistry (IHC)
2019-05-30 | CMVI | Cytomegalovirus (CMV) Immunostain, Technical Component Only | 70719 | Cytomegalovirus IHC, Tech Only | Bill only; no re |  | Immunohistochemistry (IHC)
2019-05-30 | FOXP1 | FOXP1 Immunostain, Technical Component Only | 70748 | FOXP1 IHC, Tech Only | Bill only; no re |  | Immunohistochemistry (IHC)
2019-05-30 | FOXP3 | FOXP3 Immunostain, Technical Component Only | 70749 | FOXP3 IHC, Tech Only | Bill only; no re |  | Immunohistochemistry (IHC)
2019-05-30 | FUSI | FUS Immunostain, Technical Component Only | 70747 | FUS IHC, Tech Only | Bill only; no re |  | Immunohistochemistry (IHC)
2019-05-30 | GAB1 | GRB2-Associated Binding Protein 1 (GAB1) Immunostain, Technical Component Only | 70750 | GAB1 IHC, Tech Only | Bill only; no re |  | Immunohistochemistry (IHC)
2019-05-30 | GASTN | Gastrin Immunostain, Technical Component Only | 70752 | Gastrin IHC, Tech Only | Bill only; no re |  | Immunohistochemistry (IHC)
2019-05-30 | GATA3 | GATA Binding Protein 3 Immunostain, Technical Component Only | 70753 | GATA3 IHC, Tech Only | Bill only; no re |  | Immunohistochemistry (IHC)
2019-05-30 | GCDF | GCDFP-15 Immunostain, Technical Component Only | 70754 | GCDFP-15 IHC, Tech Only | Bill only; no re |  | Immunohistochemistry (IHC)
2019-05-30 | GCET | Germinal Center B-cell Expressed Transcript 1 Immunostain, Technical Component Only | 70755 | GCET1 IHC, Tech Only | Bill only; no re |  | Immunohistochemistry (IHC)
2019-05-30 | GFAP | Glial Fibrillary Acidic Protein Immunostain, Technical Component Only | 70756 | GFAP IHC, Tech Only | Bill only; no re |  | Immunohistochemistry (IHC)
2019-05-30 | GLUCG | Glucagon Immunostain, Technical Component Only | 70758 | Glucagon IHC, Tech Only | Bill only; no re |  | Immunohistochemistry (IHC)
2019-05-30 | GLUT | GLUT-1 Immunostain, Technical Component Only | 70759 | GLUT-1 IHC, Tech Only | Bill only; no re |  | Immunohistochemistry (IHC)
2019-05-30 | GLYCF | Glycophorin A (CD235a) Immunostain, Technical Component Only | 70761 | Glycophorin A IHC, Tech Only | Bill only; no re |  | Immunohistochemistry (IHC)
2019-05-30 | HCG | Human Chorionic Gonadotropin (hCG) Immunostain, Technical Component Only | 70768 | Chorion Gonadotropin IHC, Tech Only | Bill only; no re |  | Immunohistochemistry (IHC)
2019-05-30 | HPL | Human Placental Lactogen Immunostain, Technical Component Only | 70778 | Placental Lactogen IHC, Tech Only | Bill only; no re |  | Immunohistochemistry (IHC)
2019-05-30 | ISLET | Islet 1 Immunostain, Technical Component Only | 70790 | Islet 1 IHC, Tech Only | Bill only; no re |  | Immunohistochemistry (IHC)
2019-05-30 | KLISH | Kappa and Lambda Light Chain mRNA, In Situ Hybridization (ISH) Technical Component Only | 70792 | Kappa/Lambda ISH, Tech Only | Bill only; no re |  | In Situ Hybridization (ISH)
2019-05-30 | LMP1I | Epstein Barr Virus Latency Membrane Protein 1 Immunostain, Technical Component Only | 70814 | EBV-LMP1 IHC, Tech Only | Bill only; no re |  | Immunohistochemistry (IHC)
2019-05-30 | MCEA | Carcinoembryonic Antigen, Monoclonal Immunostain, Technical Component Only | 70818 | M-CEA IHC, Tech Only | Bill only; no re |  | Immunohistochemistry (IHC)
2019-05-30 | MELAN | Melan A (MART-1) Immunostain, Technical Component Only | 70816 | Melan A (MART-1) IHC, Tech Only | Bill only; no re |  | Immunohistochemistry (IHC)
2019-05-30 | MUM1 | MUM-1/IRF4 Immunostain, Technical Component Only | 70826 | MUM-1/IRF4 IHC, Tech Only | Bill only; no re |  | Immunohistochemistry (IHC)
2019-05-30 | MYOD1 | Myogenic Differentiation Antigen 1 (MYOD1) Immunostain, Technical Component Only | 70830 | MYOD1 IHC, Tech Only | Bill only; no re |  | Immunohistochemistry (IHC)
2019-05-30 | MYOGL | Myoglobin Immunostain, Technical Component Only | 70829 | Myoglobin IHC, Tech Only | Bill only; no re |  | Immunohistochemistry (IHC)
2019-05-30 | MYPO | Myeloperoxidase (MPO) Immunostain, Technical Component Only | 70823 | Myeloperoxidase IHC, Tech Only | Bill only; no re |  | Immunohistochemistry (IHC)
2019-05-30 | NF2F | Neurofilament (2F11) Immunostain, Technical Component Only | 70832 | Neurofilament (2F11) IHC, Tech Only | Bill only; no re |  | Immunohistochemistry (IHC)
2019-05-30 | OCT2 | OCT-2 Immunostain, Technical Component Only | 70834 | OCT-2 IHC, Tech Only | Bill only; no re |  | Immunohistochemistry (IHC)
2019-05-30 | OCT4 | OCT3/4 Immunostain, Technical Component Only | 70835 | OCT3/4 IHC, Tech Only | Bill only; no re |  | Immunohistochemistry (IHC)
2019-05-30 | P40NA | p40 + Napsin A Immunostain, Technical Component Only | 70838 | p40 + Napsin A IHC, Tech Only | Bill only; no re |  | Immunohistochemistry (IHC)
2019-05-30 | P53 | p53 Immunostain, Technical Component Only | 70840 | p53 IHC, Tech Only | Bill only; no re |  | Immunohistochemistry (IHC)
2019-05-30 | PAX8 | PAX8 Immunostain, Technical Component Only | 70846 | PAX8 IHC, Tech Only | Bill only; no re |  | Immunohistochemistry (IHC)
2019-05-30 | PCEAI | Carcinoembryonic Antigen, Polyclonal Immunostain, Technical Component Only | 70847 | P-CEA IHC, Tech Only | Bill only; no re |  | Immunohistochemistry (IHC)
2019-05-30 | GLYP3 | Glypican-3 Immunostain, Technical Component Only | 70760 | Glypican-3 IHC, Tech Only | Bill only; no re |  | Immunohistochemistry (IHC)
2019-05-30 | KI67 | Ki-67 (MIB-1) Immunostain, Technical Component Only | 70793 | Ki-67 (MIB-1) IHC, Tech Only | Bill only; no re |  | Immunohistochemistry (IHC)
2019-05-30 | KIMEL | Ki67 + Melan A Immunostain, Technical Component Only | 70795 | Ki67+Melan A IHC, Tech Only | Bill only; no re |  | Immunohistochemistry (IHC)
2019-05-30 | KIT | KIT Immunostain, Technical Component Only | 70797 | KIT IHC, Tech Only | Bill only; no re |  | Immunohistochemistry (IHC)
2019-05-30 | CMET | cMET Immunostain, Technical Component Only | 70718 | cMET IHC, Tech Only | Bill only; no re |  | Immunohistochemistry (IHC)
2019-05-30 | CO4D | Complement 4d Immunostain, Technical Component Only | 70720 | Complement 4d IHC, Tech Only | Bill only; no re |  | Immunohistochemistry (IHC)
2019-05-30 | GRANB | Granzyme B Immunostain, Technical Component Only | 70762 | Granzyme B IHC, Tech Only | Bill only; no re |  | Immunohistochemistry (IHC)
2019-05-30 | JCHAI | J-Chain Immunostain, Technical Component Only | 70791 | J-Chain IHC, Tech Only | Bill only; no re |  | Immunohistochemistry (IHC)
2019-05-30 | KAIHC | Kappa Light Chain Immunostain, Technical Component Only | 70794 | Kappa IHC, Tech Only | Bill only; no re |  | Immunohistochemistry (IHC)
2019-05-30 | CD11C | CD11c Immunostain, Technical Component Only | 70725 | CD11c IHC, Tech Only | Bill only; no re |  | Immunohistochemistry (IHC)
2019-05-30 | CD138 | CD138 (Syndecan) Immunostain, Technical Component Only | 70727 | CD138 (Syndecan) IHC, Tech Only | Bill only; no re |  | Immunohistochemistry (IHC)
2019-05-30 | CD163 | CD163 Immunostain, Technical Component Only | 70728 | CD163 IHC, Tech Only | Bill only; no re |  | Immunohistochemistry (IHC)
2019-05-30 | CRPRO | C-Reactive Protein (CRP) Immunostain, Technical Component Only | 70722 | C Reactive Protein IHC, Tech Only | Bill only; no re |  | Immunohistochemistry (IHC)
2019-05-30 | CYC1 | Cyclin D1 Immunostain, Technical Component Only | 70724 | Cyclin D1 IHC, Tech Only | Bill only; no re |  | Immunohistochemistry (IHC)
2019-05-30 | NEGCT | Negative Control, Technical Component Only | 70723 | Negative Control IHC, Tech Only | Bill only; no re |  | Immunohistochemistry (IHC)
2019-05-30 | CD279 | CD279 (PD-1) Immunostain, Technical Component Only | 70730 | CD279 (PD-1) IHC, Tech Only | Bill only; no re |  | Immunohistochemistry (IHC)
2019-05-30 | DESMN | Desmin Immunostain, Technical Component Only | 70734 | Desmin IHC, Tech Only | Bill only; no re |  | Immunohistochemistry (IHC)
2019-05-30 | DOG1 | DOG-1 Immunostain, Technical Component Only | 70735 | DOG-1 IHC, Tech Only | Bill only; no re |  | Immunohistochemistry (IHC)
2019-05-30 | ECAD | E-Cadherin Immunostain, Technical Component Only | 70736 | E-Cadherin IHC, Tech Only | Bill only; no re |  | Immunohistochemistry (IHC)
2019-05-30 | ERG | ERG Immunostain, Technical Component Only | 70739 | ERG IHC, Tech Only | Bill only; no re |  | Immunohistochemistry (IHC)
2019-05-30 | ESTR | Estrogen Receptor Immunostain, Technical Component Only | 70740 | Estrogen Rec IHC, Tech Only | Bill only; no re |  | Immunohistochemistry (IHC)
2019-05-30 | FACR8 | Factor 8 Related Antigen Immunostain, Technical Component Only | 70743 | Factor 8 R Ag IHC, Tech Only | Bill only; no re |  | Immunohistochemistry (IHC)
2019-05-30 | FASC | Fascin Immunostain, Technical Component Only | 70744 | Fascin IHC, Tech Only | Bill only; no re |  | Immunohistochemistry (IHC)
2019-05-30 | FC13A | Factor 13a Immunostain, Technical Component Only | 70741 | Factor 13a IHC, Tech Only | Bill only; no re |  | Immunohistochemistry (IHC)
2019-05-30 | LFABP | Liver Fatty Acid-Binding Protein (L-FABP) Immunostain, Technical Component Only | 70742 | L-FABP IHC, Tech Only | Bill only; no re |  | Immunohistochemistry (IHC)
2019-05-30 | CD21 | CD21 Immunostain, Technical Component Only | 70693 | CD21 IHC, Tech Only | Bill only; no re |  | Immunohistochemistry (IHC)
2019-05-30 | CD22I | CD22 Immunostain, Technical Component Only | 70694 | CD22 IHC, Tech Only | Bill only; no re |  | Immunohistochemistry (IHC)
2019-05-30 | CD20I | CD20 Immunostain, Technical Component Only | 70692 | CD20 IHC, Tech Only | Bill only; no re |  | Immunohistochemistry (IHC)
2019-05-30 | IGGI | IgG Immunostain, Technical Component Only | 70784 | IgG IHC, Tech Only | Bill only; no re |  | Immunohistochemistry (IHC)
2019-05-30 | PSAIM | Prostate Specific Antigen (PSA) Immunostain, Technical Component Only | 70855 | Prostate Spec Ag IHC, Tech Only | Bill only; no re |  | Immunohistochemistry (IHC)
2019-05-30 | TCL1A | T-Cell Leukemia/Lymphoma Protein 1A (TCL1A) Immunostain, Technical Component Only | 70873 | TCL1A IHC, Tech Only | Bill only; no re |  | Immunohistochemistry (IHC)
2019-05-29 | FLUOX | Fluoxetine, Serum | 252 | Fluoxetine+Norfluoxetine | 74948-1 | Fluoxetine+Norfluoxetine^trough:MCnc:Pt:Ser/Plas:Qn: | Liquid Chromatography Tandem Mass Spectrometry (LC-MS/MS)
2019-05-29 | CEE52 | CD52 Cell Expression Evaluation, Varies | CK167 | Final Diagnosis | 22637-3 | Path report.final diagnosis:Imp:Pt:Specimen:Nar: | Immunophenotyping
2019-05-29 | CEE20 | CD20 Cell Expression Evaluation, Varies | CK165 | Final Diagnosis | 22637-3 | Path report.final diagnosis:Imp:Pt:Specimen:Nar: | Immunophenotyping
2019-05-29 | CEE49 | CD49d Cell Expression Evaluation, Varies | CK163 | Final Diagnosis | 22637-3 | Path report.final diagnosis:Imp:Pt:Specimen:Nar: | Immunophenotyping
2019-05-29 | SMOTH | Smoothelin Immunostain, Technical Component Only | 70864 | Smoothelin IHC, Tech Only | Bill only; no re |  | Immunohistochemistry (IHC)
2019-05-29 | SOMAT | Somatostatin Immunostain, Technical Component Only | 70865 | Somatostatin IHC, Tech Only | Bill only; no re |  | Immunohistochemistry (IHC)
2019-05-29 | SOX10 | SOX10 Immunostain, Technical Component Only | 70867 | SOX10 IHC, Tech Only | Bill only; no re |  | Immunohistochemistry (IHC)
2019-05-29 | STAT6 | Signal Transducer and Activator of Transcription 6 (STAT6), Technical Component Only | 70866 | STAT6 IHC, Tech Only | Bill only; no re |  | Immunohistochemistry (IHC)
2019-05-29 | CALCI | Calcitonin (CALCI) Immunostain, Technical Component Only | 70681 | Calcitonin IHC, Tech Only | Bill only; no re |  | Immunohistochemistry (IHC)
2019-05-29 | HEPBS | Hepatitis B Surface (HBs) Antigen Immunostain, Technical Component Only | 70766 | Hepatitis B surface IHC, Tech Only | Bill only; no re |  | Immunohistochemistry (IHC)
2019-05-29 | HER2I | HER2 Immunostain, Technical Component Only | 70770 | HER2 IHC, Tech Only | Bill only; no re |  | Immunohistochemistry (IHC)
2019-05-29 | HMB45 | HMB45 Immunostain, Technical Component Only | 70772 | HMB45 IHC, Tech Only | Bill only; no re |  | Immunohistochemistry (IHC)
2019-05-29 | HMGA | High Mobility Group A2 (HMGA2) Immunostain, Technical Component Only | 70773 | HMGA2 IHC, Tech Only | Bill only; no re |  | Immunohistochemistry (IHC)
2019-05-29 | HNF1B | Hepatocyte Nuclear Factor 1Beta Immunostain, Technical Component Only | 70774 | HNF-1beta IHC, Tech Only | Bill only; no re |  | Immunohistochemistry (IHC)
2019-05-29 | HRPSV | Herpes Simplex Virus, I and II (HSV I and II) Immunostain, Technical Component Only | 70786 | HSV I and II IHC, Tech Only | Bill only; no re |  | Immunohistochemistry (IHC)
2019-05-29 | HRPV8 | Human Herpes Virus, Type 8 (HHV-8) Immunostain, Technical Component Only | 70771 | Herpes Virus type 8 IHC, Tech Only | Bill only; no re |  | Immunohistochemistry (IHC)
2019-05-29 | IDH1 | IDH1 Mutation (R132H) Immunostain, Technical Component Only | 70780 | IDH1-R132H IHC, Tech Only | Bill only; no re |  | Immunohistochemistry (IHC)
2019-05-29 | IGAI | IgA Immunostain, Technical Component Only | 70781 | IgA IHC, Tech Only | Bill only; no re |  | Immunohistochemistry (IHC)
2019-05-29 | IGDI | IgD Immunostain, Technical Component Only | 70782 | IgD IHC,Tech Only | Bill only; no re |  | Immunohistochemistry (IHC)
2019-05-29 | IGMI | IgM Immunostain, Technical Component Only | 70785 | IgM IHC, Tech Only | Bill only; no re |  | Immunohistochemistry (IHC)
2019-05-29 | PTH | Parathyroid Hormone (PTH) Immunostain, Technical Component Only | 70856 | Parathyroid Hormone IHC, Tech Only | Bill only; no re |  | Immunohistochemistry (IHC)
2019-05-29 | S100 | S-100 Immunostain, Technical Component Only | 70859 | S-100 IHC, Tech Only | Bill only; no re |  | Immunohistochemistry (IHC)
2019-05-29 | SMACN | Actin, Smooth Muscle (SMActin) Immunostain, Technical Component Only | 70863 | Actin, smooth muscle IHC, Tech Only | Bill only; no re |  | Immunohistochemistry (IHC)
2019-05-29 | FPAIG | Plasminogen Activator Inhibitor-1, 4G/5G Genotyping (PAI-1 Polymorphism) | Z4765 | PAI-1 Locus 4G/5G Polymorphism | Not Provided |  | Polymerase chain reaction (PCR) and restriction fragment length polymorphism (RFLP) technologies.
2019-05-29 | FPAIG | Plasminogen Activator Inhibitor-1, 4G/5G Genotyping (PAI-1 Polymorphism) | Z4767 | Interpretation | Not Provided |  | Polymerase chain reaction (PCR) and restriction fragment length polymorphism (RFLP) technologies.
2019-05-29 | TDT | Terminal Deoxynucleotidyl Transferase (TdT) Immunostain, Technical Component Only | 70875 | TdT IHC, Tech Only | Bill only; no re |  | Immunohistochemistry (IHC)
2019-05-29 | TIA1 | T-Cell Intracellular Antigen 1 (TIA-1) Immunostain, Technical Component Only | 70878 | TIA-1 IHC, Tech Only | Bill only; no re |  | Immunohistochemistry (IHC)
2019-05-29 | TLE1 | TLE-1 Immunostain, Technical Component Only | 70879 | TLE-1 IHC, Tech Only | Bill only; no re |  | Immunohistochemistry (IHC)
2019-05-29 | VZV | Varicella Zoster Virus (VZV) Immunostain, Technical Component Only | 70893 | VZV IHC, Tech Only | Bill only; no re |  | Immunohistochemistry (IHC)
2019-05-29 | CD123 | CD123 Immunostain, Technical Component Only | 70726 | CD123 IHC, Tech Only | Bill only; no re |  | Immunohistochemistry (IHC)
2019-05-29 | CD2 | CD2 Immunostain, Technical Component Only | 70697 | CD2 IHC, Tech Only | Bill only; no re |  | Immunohistochemistry (IHC)
2019-05-29 | CD23 | CD23 Immunostain, Technical Component Only | 70695 | CD23 IHC, Tech Only | Bill only; no re |  | Immunohistochemistry (IHC)
2019-05-29 | CD30 | CD30 Immunostain, Technical Component Only | 70698 | CD30 IHC, Tech Only | Bill only; no re |  | Immunohistochemistry (IHC)
2019-05-29 | CD31 | CD31 Immunostain, Technical Component Only | 70699 | CD31 IHC, Tech Only | Bill only; no re |  | Immunohistochemistry (IHC)
2019-05-29 | CD33 | CD33 Immunostain, Technical Component Only | 70700 | CD33 IHC, Tech Only | Bill only; no re |  | Immunohistochemistry (IHC)
2019-05-29 | CD34I | CD34 Immunostain, Technical Component Only | 70701 | CD34 IHC, Tech Only | Bill only; no re |  | Immunohistochemistry (IHC)
2019-05-29 | CD35 | CD35 Immunostain, Technical Component Only | 70702 | CD35 IHC, Tech Only | Bill only; no re |  | Immunohistochemistry (IHC)
2019-05-29 | CD38 | CD38 Immunostain, Technical Component Only | 70703 | CD38 IHC, Tech Only | Bill only; no re |  | Immunohistochemistry (IHC)
2019-05-29 | CD79 | CD79a Immunostain, Technical Component Only | 70731 | CD79a IHC, Tech Only | Bill only; no re |  | Immunohistochemistry (IHC)
2019-05-29 | COLIV | Collagen IV Immunostain, Technical Component Only | 70721 | Collagen IV IHC, Tech Only | Bill only; no re |  | Immunohistochemistry (IHC)
2019-05-29 | D240 | Podoplanin (D2-D40) Immunostain, Technical Component Only | 70729 | Podoplanin (D2-40) IHC, Tech Only | Bill only; no re |  | Immunohistochemistry (IHC)
2019-05-29 | DESG3 | Desmoglein 3 (DSG3) Immunostain, Technical Component Only | 70733 | Desmoglein 3 IHC, Tech Only | Bill only; no re |  | Immunohistochemistry (IHC)
2019-05-29 | IGG4I | IgG4 Immunostain, Technical Component Only | 70783 | IgG4 IHC, Tech Only | Bill only; no re |  | Immunohistochemistry (IHC)
2019-05-29 | INHIB | Inhibin Immunostain, Technical Component Only | 70787 | Inhibin IHC, Tech Only | Bill only; no re |  | Immunohistochemistry (IHC)
2019-05-29 | INI1 | Integrase Interactor 1 (INI1/BAF47) Immunostain, Technical Component Only | 70788 | INI1/BAF47 IHC, Tech Only | Bill only; no re |  | Immunohistochemistry (IHC)
2019-05-29 | SOX11 | SOX11 Immunostain, Technical Component Only | 70868 | SOX11 IHC, Tech Only | Bill only; no re |  | Immunohistochemistry (IHC)
2019-05-29 | SYNAP | Synaptophysin (SYNAPTO) Immunostain, Technical Component Only | 70869 | Synaptophysin IHC, Tech Only | Bill only; no re |  | Immunohistochemistry (IHC)
2019-05-29 | TAUI | TAU Immunostain, Technical Component Only | 70870 | TAU IHC, Tech Only | Bill only; no re |  | Immunohistochemistry (IHC)
2019-05-29 | TBET | T-Box Expressed in T Cells (TBET) Immunostain, Technical Component Only | 70871 | T-BET IHC, Tech Only | Bill only; no re |  | Immunohistochemistry (IHC)
2019-05-29 | TCRF1 | T-Cell Receptor Beta (TCR Beta F1) Immunostain, Technical Component Only | 70872 | TCR Beta F1 IHC, Tech Only | Bill only; no re |  | Immunohistochemistry (IHC)
2019-05-29 | TCRGD | T-Cell Receptor Delta Immunostain, Technical Component Only | 70874 | TCR Delta IHC, Tech Only | Bill only; no re |  | Immunohistochemistry (IHC)
2019-05-29 | CD25 | CD25 Immunostain, Technical Component Only | 70696 | CD25 IHC, Tech Only | Bill only; no re |  | Immunohistochemistry (IHC)
2019-05-29 | FAEAB | Anti-Enterocyte Antibodies | Z1687 | Dilution of Serum | Not Provided |  | Indirect Immunofluorescence
2019-05-29 | FAEAB | Anti-Enterocyte Antibodies | Z1688 | IgG | Not Provided |  | Indirect Immunofluorescence
2019-05-29 | FAEAB | Anti-Enterocyte Antibodies | Z1689 | IgA | Not Provided |  | Indirect Immunofluorescence
2019-05-29 | FAEAB | Anti-Enterocyte Antibodies | Z1690 | IgM | Not Provided |  | Indirect Immunofluorescence
2019-05-29 | FAEAB | Anti-Enterocyte Antibodies | Z1691 | Signed | Not Provided |  | Indirect Immunofluorescence
2019-05-29 | FAEAB | Anti-Enterocyte Antibodies | Z1700 | Anti-Enterocyte Antibodies | Not Provided |  | Indirect Immunofluorescence
2019-05-29 | CD3I | CD3 Immunostain, Technical Component Only | 70704 | CD3 IHC, Tech Only | Bill only; no re |  | Immunohistochemistry (IHC)
2019-05-29 | CD43 | CD43 Immunostain, Technical Component Only | 70705 | CD43 IHC, Tech Only | Bill only; no re |  | Immunohistochemistry (IHC)
2019-05-29 | CD4I | CD4 Immunostain, Technical Component Only | 70706 | CD4 IHC, Tech Only | Bill only; no re |  | Immunohistochemistry (IHC)
2019-05-29 | INSUL | Insulin Immunostain, Technical Component Only | 70789 | Insulin IHC, Tech Only | Bill only; no re |  | Immunohistochemistry (IHC)
2019-05-29 | LECT2 | Leukocyte Cell-Derived Chemotaxin 2 (LECT2), Immunostains Without Interpretation | 70809 | LECT2 IHC, Tech Only | Bill only; no re |  | Immunohistochemistry (IHC)
2019-05-29 | P16 | p16 (INK4a/CDKN2A) Immunostain, Technical Component Only | 70836 | p16 (INK4a/CDKN2A) IHC, Tech Only | Bill only; no re |  | Immunohistochemistry (IHC)
2019-05-29 | PROG | Progesterone Receptor (PR) Immunostain, Technical Component Only | 70854 | Progesterone Rec IHC, Tech Only | Bill only; no re |  | Immunohistochemistry (IHC)
2019-05-29 | CD5 | CD5 Immunostain, Technical Component Only | 70709 | CD5 IHC, Tech Only | Bill only; no re |  | Immunohistochemistry (IHC)
2019-05-29 | CD56 | CD56 Immunostain, Technical Component Only | 70707 | CD56 IHC, Tech Only | Bill only; no re |  | Immunohistochemistry (IHC)
2019-05-29 | CD57 | CD57 Immunostain, Technical Component Only | 70708 | CD57 IHC, Tech Only | Bill only; no re |  | Immunohistochemistry (IHC)
2019-05-29 | CD61 | CD61 Immunostain, Technical Component Only | 70710 | CD61 IHC, Tech Only | Bill only; no re |  | Immunohistochemistry (IHC)
2019-05-29 | CD7 | CD7 Immunostain, Technical Component Only | 70712 | CD7 IHC, Tech Only | Bill only; no re |  | Immunohistochemistry (IHC)
2019-05-29 | CD71 | CD71 Immunostain, Technical Component Only | 70711 | CD71 IHC, Tech Only | Bill only; no re |  | Immunohistochemistry (IHC)
2019-05-29 | CD8I | CD8 Immunostain, Technical Component Only | 70713 | CD8 IHC, Tech Only | Bill only; no re |  | Immunohistochemistry (IHC)
2019-05-29 | CXC13 | CXCL13 Immunostain, Technical Component Only | 113163 | CXCL13 IHC, Tech Only | Bill only; no re |  | Immunohistochemistry (IHC)
2019-05-29 | EMAI | Epithelial Membrane Antigen (EMA) Immunostain, Technical Component Only | 70737 | EMA IHC, Tech Only | Bill only; no re |  | Immunohistochemistry (IHC)
2019-05-29 | GALN3 | Galectin-3 Immunostain, Technical Component Only | 70751 | Galectin-3 IHC, Tech Only | Bill only; no re |  | Immunohistochemistry (IHC)
2019-05-29 | GLUTS | Glutamine Synthetase Immunostain, Technical Component Only | 70763 | Glutamine Synthetase IHC, Tech Only | Bill only; no re |  | Immunohistochemistry (IHC)
2019-05-29 | SSTR2 | Somatostatin Receptor 2 (SSTR2), Immunostain, Technical Component Only | 113598 | Somatost Rc2 (SSTR2) IHC, Tech Only | Bill only; no re |  | Immunohistochemistry (IHC)
2019-05-29 | ICOSI | ICOS (CD278), Immunostain, Technical Component Only | 113596 | ICOS (CD278) IHC, Tech Only | Bill only; no re |  | Immunohistochemistry (IHC)
2019-05-28 | MRDMM | Multiple Myeloma Minimal Residual Disease, Flow Cytometry, Bone Marrow | CK150 | Poly PC Events | 93018-0 | Plasma cells.polyclonal:Num:Pt:Bone mar:Qn:Flow cytometry | Immunophenotyping for Minimal Residual Disease (MRD)
2019-05-28 | MRDMM | Multiple Myeloma Minimal Residual Disease, Flow Cytometry, Bone Marrow | CK151 | Abnormal PC Events | 93017-2 | Plasma cells.abnormal marker pattern:Num:Pt:Bone mar:Qn:Flow cytometry | Immunophenotyping for Minimal Residual Disease (MRD)
2019-05-28 | MRDMM | Multiple Myeloma Minimal Residual Disease, Flow Cytometry, Bone Marrow | CK152 | Final Diagnosis | 74226-2 | Plasma cells assessment:Find:Pt:Bone mar:Nar: | Immunophenotyping for Minimal Residual Disease (MRD)
2019-05-28 | MRDMR | Multiple Myeloma Minimal Residual Disease by Flow Cytometry, Bone Marrow | CK150 | Poly PC Events | 93018-0 | Plasma cells.polyclonal:Num:Pt:Bone mar:Qn:Flow cytometry | Only orderable as a reflex. For more information see MSMRD / Myeloma Stratification and Risk-Adapted Therapy with Reflex to Minimal Residual Disease, Bone Marrow Immunophenotyping
2019-05-28 | MRDMR | Multiple Myeloma Minimal Residual Disease by Flow Cytometry, Bone Marrow | CK151 | Abnormal PC Events | 93017-2 | Plasma cells.abnormal marker pattern:Num:Pt:Bone mar:Qn:Flow cytometry | Only orderable as a reflex. For more information see MSMRD / Myeloma Stratification and Risk-Adapted Therapy with Reflex to Minimal Residual Disease, Bone Marrow Immunophenotyping
2019-05-28 | MRDMM | Multiple Myeloma Minimal Residual Disease, Flow Cytometry, Bone Marrow | CK146 | % Minimal Residual Disease (MRD) | 93021-4 | Plasma cells.abnormal marker pattern/Cells counted:NFr:Pt:Bone mar:Qn:Flow cytometry | Immunophenotyping for Minimal Residual Disease (MRD)
2019-05-28 | MRDMM | Multiple Myeloma Minimal Residual Disease, Flow Cytometry, Bone Marrow | CK147 | % Normal Plasma Cells (of total PC) | 93020-6 | Plasma cells.polyclonal/Plasma cells.total:NFr:Pt:Bone mar:Qn:Flow cytometry | Immunophenotyping for Minimal Residual Disease (MRD)
2019-05-28 | MRDMM | Multiple Myeloma Minimal Residual Disease, Flow Cytometry, Bone Marrow | CK148 | Non-Aggregate Events | 38257-2 | Cells counted.total:Num:Pt:Bone mar:Qn: | Immunophenotyping for Minimal Residual Disease (MRD)
2019-05-28 | MRDMM | Multiple Myeloma Minimal Residual Disease, Flow Cytometry, Bone Marrow | CK149 | Total Plasma Cell Events | 93019-8 | Plasma cells:Num:Pt:Bone mar:Qn:Flow cytometry | Immunophenotyping for Minimal Residual Disease (MRD)
2019-05-28 | MRDMR | Multiple Myeloma Minimal Residual Disease by Flow Cytometry, Bone Marrow | CK146 | % Minimal Residual Disease (MRD) | 93021-4 | Plasma cells.abnormal marker pattern/Cells counted:NFr:Pt:Bone mar:Qn:Flow cytometry | Only orderable as a reflex. For more information see MSMRD / Myeloma Stratification and Risk-Adapted Therapy with Reflex to Minimal Residual Disease, Bone Marrow Immunophenotyping
2019-05-28 | MRDMR | Multiple Myeloma Minimal Residual Disease by Flow Cytometry, Bone Marrow | CK147 | % Normal Plasma Cells (of total PC) | 93020-6 | Plasma cells.polyclonal/Plasma cells.total:NFr:Pt:Bone mar:Qn:Flow cytometry | Only orderable as a reflex. For more information see MSMRD / Myeloma Stratification and Risk-Adapted Therapy with Reflex to Minimal Residual Disease, Bone Marrow Immunophenotyping
2019-05-28 | MRDMR | Multiple Myeloma Minimal Residual Disease by Flow Cytometry, Bone Marrow | CK148 | Non-Aggregate Events | 38257-2 | Cells counted.total:Num:Pt:Bone mar:Qn: | Only orderable as a reflex. For more information see MSMRD / Myeloma Stratification and Risk-Adapted Therapy with Reflex to Minimal Residual Disease, Bone Marrow Immunophenotyping
2019-05-28 | MRDMR | Multiple Myeloma Minimal Residual Disease by Flow Cytometry, Bone Marrow | CK149 | Total Plasma Cell Events | 93019-8 | Plasma cells:Num:Pt:Bone mar:Qn:Flow cytometry | Only orderable as a reflex. For more information see MSMRD / Myeloma Stratification and Risk-Adapted Therapy with Reflex to Minimal Residual Disease, Bone Marrow Immunophenotyping
2019-05-28 | AFSH | Alpha Follicle Stimulating Hormone Immunostain, Technical Component Only | 71849 | Alpha FSH IHC, Tech Only | Bill only; no re |  | Immunohistochemistry (IHC)
2019-05-28 | BRG1 | BRG1 (SMARCA4) Immunostain, Technical Component Only | 71541 | BRG1 (SMARCA4) IHC, Tech Only | Bill only; no re |  | Immunohistochemistry (IHC)
2019-05-28 | DNJB9 | DNAJB9 Immunostain, Technical Component Only | 71740 | DNAJB9 IHC, Tech Only | Bill only; no re |  | Immunohistochemistry (IHC)
2019-05-28 | EBNA2 | Epstein Barr Nuclear Antigen 2 (EBNA2) Immunostain, Technical Component Only | 71494 | EBNA2 IHC, Tech Only | Bill only; no re |  | Immunohistochemistry (IHC)
2019-05-28 | HISME | Histone H3 Trimethyl K27 Immunostain, Technical Component Only | 72128 | Histone3 K27me3 IHC, Tech Only | Bill only; no re |  | Immunohistochemistry (IHC)
2019-05-28 | MERKC | Merkel CC (MCPyV) Immunostain, Technical Component Only | 71542 | Merkel CC (MCPyV) IHC, Tech Only | Bill only; no re |  | Immunohistochemistry (IHC)
2019-05-28 | PIT1 | PIT-1 Immunostain, Technical Component Only | 72125 | Pit-1 IHC, Tech Only | Bill only; no re |  | Immunohistochemistry (IHC)
2019-05-28 | SALL4 | SALL4 Immunostain, Technical Component Only | 71539 | SALL4 IHC, Tech Only | Bill only; no re |  | Immunohistochemistry (IHC)
2019-05-28 | SF1 | SF-1 Immunostain, Technical Component Only | 72122 | SF-1 IHC, Tech Only | Bill only; no re |  | Immunohistochemistry (IHC)
2019-05-28 | ABCRS | Alpha/Beta Crystallin IHC, Technical Component Only | 70907 | A/B Crystallin IHC, Tech Only | Bill only; no re |  | Immunohistochemistry (IHC)
2019-05-28 | ASCL1 | Achaete-Scute Homolog 1 (ASCL1) Immunostain, Technical Component Only | 71359 | ASCL1 (hASH1) IHC, Tech Only | Bill only; no re |  | Immunohistochemistry (IHC)
2019-05-28 | ASYN | Alpha Synuclein Immunostain, Technical Component Only | 70906 | Alpha Synuclein IHC, Tech Only | Bill only; no re |  | Immunohistochemistry (IHC)
2019-05-28 | BAMY | Beta-Amyloid Immunostain, Technical Component Only | 70905 | Beta-Amyloid IHC, Tech Only | Bill only; no re |  | Immunohistochemistry (IHC)
2019-05-28 | BAP1 | BAP1 Immunostain, Technical Component Only | 71488 | BAP1 IHC, Tech Only | Bill only; no re |  | Immunohistochemistry (IHC)
2019-05-28 | CALRC | Calreticulin ex9mut Immunostain, Technical Component Only | 71493 | Calreticulin ex9mut IHC, Tech Only | Bill only; no re |  | Immunohistochemistry (IHC)
2019-05-28 | EBV | Epstein-Barr Virus (EBV) In Situ Hybridization, Technical Component Only | 71209 | EBV ISH, Tech Only | Bill only; no re |  | In Situ Hybridization (ISH)
2019-05-28 | ERBE1 | Estrogen Receptor Beta-1 Immunostain, Technical Component Only | 71492 | Estrogen Rec Beta1 IHC, Tech Only | Bill only; no re |  | Immunohistochemistry (IHC)
2019-05-28 | FGFRC | Fibroblast Growth Factor Receptor 1, Immunostain, Technical Component Only | 71490 | FGFR1 IHC, Tech Only | Bill only; no re |  | Immunohistochemistry (IHC)
2019-05-28 | LEF1 | Lymphoid Enhancer-Binding Factor 1(LEF1) Immunostain, Technical Component Only | 71360 | LEF1 IHC, Tech Only | Bill only; no re |  | Immunohistochemistry (IHC)
2019-05-28 | NEUN | Neu-N Immunostain, Technical Component Only | 70902 | Neu-N IHC, Tech Only | Bill only; no re |  | Immunohistochemistry (IHC)
2019-05-28 | NFSMI | Neurofilament (SMI31) Immunostain, Technical Component Only | 71358 | NF (SMI31) IHC, Tech Only | Bill only; no re |  | Immunohistochemistry (IHC)
2019-05-28 | OLIG2 | OLIG2 Immunostain, Technical Component Only | 71361 | OLIG2 IHC, Tech Only | Bill only; no re |  | Immunohistochemistry (IHC)
2019-05-28 | PHTDP | Phosphorylated TDP43 Immunostain, Technical Component Only | 71489 | Phospho TDP43 IHC, Tech Only | Bill only; no re |  | Immunohistochemistry (IHC)
2019-05-28 | CD13 | CD13 Immunostain, Technical Component Only | 70687 | CD13 IHC, Tech Only | Bill only; no re |  | Immunohistochemistry (IHC)
2019-05-28 | CD14I | CD14 Immunostain, Technical Component Only | 70688 | CD14 IHC, Tech Only | Bill only; no re |  | Immunohistochemistry (IHC)
2019-05-28 | CD15 | CD15 Immunostain, Technical Component Only | 70689 | CD15 IHC, Tech Only | Bill only; no re |  | Immunohistochemistry (IHC)
2019-05-28 | CD19I | CD19 Immunostain, Technical Component Only | 70690 | CD19 IHC, Tech Only | Bill only; no re |  | Immunohistochemistry (IHC)
2019-05-28 | CD1A | CD1a Immunostain, Technical Component Only | 70691 | CD1a IHC, Tech Only | Bill only; no re |  | Immunohistochemistry (IHC)
2019-05-28 | CDX2 | CDX2 Immunostain, Technical Component Only | 70714 | CDX2 IHC, Tech Only | Bill only; no re |  | Immunohistochemistry (IHC)
2019-05-28 | CHRO | Chromogranin Immunostain, Technical Component Only | 70715 | Chromogranin IHC, Tech Only | Bill only; no re |  | Immunohistochemistry (IHC)
2019-05-28 | CLAUD | Claudin-1 Immunostain, Technical Component Only | 70716 | Claudin-1 IHC, Tech Only | Bill only; no re |  | Immunohistochemistry (IHC)
2019-05-28 | CLUS | Clusterin Immunostain, Technical Component Only | 70717 | Clusterin IHC, Tech Only | Bill only; no re |  | Immunohistochemistry (IHC)
2019-05-28 | GRH | Growth Hormone Immunostain, Technical Component Only | 70757 | Growth Hormone IHC, Tech Only | Bill only; no re |  | Immunohistochemistry (IHC)
2019-05-28 | HBME | Mesothelial Cell (HBME-1) Immunostain, Technical Component Only | 70765 | HBME-1 IHC, Tech Only | Bill only; no re |  | Immunohistochemistry (IHC)
2019-05-28 | HEMB | Hemoglobin (Hb) Immunostain, Technical Component Only | 70767 | Hemoglobin IHC, Tech Only | Bill only; no re |  | Immunohistochemistry (IHC)
2019-05-28 | HEPBC | Hepatitis B Core (HBc) Immunostain, Technical Component Only | 70764 | Hepatitis B core IHC, Tech Only | Bill only; no re |  | Immunohistochemistry (IHC)
2019-05-28 | HPYL | Helicobacter pylori (H pylori) Immunostain, Technical Component Only | 70779 | H. pylori IHC, Tech Only | Bill only; no re |  | Immunohistochemistry (IHC)
2019-05-28 | NSEI | Neuron-Specific Enolase Immunostain, Technical Component Only | 70901 | NSE IHC, Tech Only | Bill only; no re |  | Immunohistochemistry (IHC)
2019-05-28 | HEPAT | Hepatocyte Immunostain, Technical Component Only | 70769 | Hepatocyte IHC, Tech Only | Bill only; no re |  | Immunohistochemistry (IHC)
2019-05-28 | BOB1 | BOB-1 Immunostain, Technical Component Only | 70678 | BOB-1 IHC, Tech Only | Bill only; no re |  | Immunohistochemistry (IHC)
2019-05-28 | ATRX | ATRX Immunostain, Technical Component Only | 70673 | ATRX IHC, Tech Only | Bill only; no re |  | Immunohistochemistry (IHC)
2019-05-28 | BCATN | Beta-Catenin Immunostain, Technical Component Only | 70674 | B-Catenin IHC, Tech Only | Bill only; no re |  | Immunohistochemistry (IHC)
2019-05-28 | BCL6 | BCL-6 Immunostain, Technical Component Only | 70676 | BCL-6 IHC, Tech Only | Bill only; no re |  | Immunohistochemistry (IHC)
2019-05-28 | BRACH | Brachyury Immunostain, Technical Component Only | 70679 | Brachyury IHC, Tech Only | Bill only; no re |  | Immunohistochemistry (IHC)
2019-05-28 | BRAFV | BRAF V600E Immunostain, Technical Component Only | 70680 | BRAF V600E IHC, Tech Only | Bill only; no re |  | Immunohistochemistry (IHC)
2019-05-28 | CALD | Caldesmon Immunostain, Technical Component Only | 70682 | Caldesmon IHC, Tech Only | Bill only; no re |  | Immunohistochemistry (IHC)
2019-05-28 | CALNN | Calretinin Immunostain, Technical Component Only | 70684 | Calretinin IHC, Tech Only | Bill only; no re |  | Immunohistochemistry (IHC)
2019-05-28 | CALPN | Calponin Immunostain, Technical Component Only | 70683 | Calponin IHC, Tech Only | Bill only; no re |  | Immunohistochemistry (IHC)
2019-05-28 | CD10 | CD10 Immunostain, Technical Component Only | 70686 | CD10 IHC, Tech Only | Bill only; no re |  | Immunohistochemistry (IHC)
2019-05-28 | CD103 | CD103 Immunostain, Technical Component Only | 70685 | CD103 IHC, Tech Only | Bill only; no re |  | Immunohistochemistry (IHC)
2019-05-28 | BCL2 | BCL-2 Immunostain, Technical Component Only | 70675 | BCL-2 IHC, Tech Only | Bill only; no re |  | Immunohistochemistry (IHC)
2019-05-28 | AAH | Amyloid A (Hepatic) Immunostain, Technical Component Only | 70663 | Amyloid A (Hepatic) IHC, Tech Only | Bill only; no re |  | Immunohistochemistry (IHC)
2019-05-28 | ACTHI | Adrenocorticotropic Hormone (ACTH) Immunostain, Technical Component Only | 70665 | ACTH IHC, Tech Only | Bill only; no re |  | Immunohistochemistry (IHC)
2019-05-28 | ADV | Adenovirus Immunostain, Technical Component Only | 70666 | Adenovirus IHC, Tech Only | Bill only; no re |  | Immunohistochemistry (IHC)
2019-05-28 | ALFP | Alpha-Fetoprotein (AFP) Immunostain, Technical Component Only | 70667 | Alpha-Fetoprotein IHC, Tech Only | Bill only; no re |  | Immunohistochemistry
2019-05-28 | AREC | Androgen Receptor Immunostain, Technical Component Only | 70671 | Androgen Recep IHC, Tech Only | Bill only; no re |  | Immunohistochemistry (IHC)
2019-05-28 | ARGIN | Arginase-1 Immunostain, Technical Component Only | 70672 | Arginase-1 IHC, Tech Only | Bill only; no re |  | Immunohistochemistry (IHC)
2019-05-28 | CD45I | CD45 Leukocyte Common Antigen (LCA) Immunostain, Technical Component Only | 70662 | CD45 (LCA) IHC, Tech Only | Bill only; no re |  | Immunohistochemistry (IHC)
2019-05-28 | FLI1 | FLI-1 Immunostain, Technical Component Only | 70745 | FLI-1 IHC, Tech Only | Bill only; no re |  | Immunohistochemistry (IHC)
2019-05-28 | MSH2 | MSH2 Immunostain, Technical Component Only | 70824 | MSH2 IHC, Tech Only | Bill only; no re |  | Immunohistochemistry (IHC)
2019-05-28 | MUCN4 | Mucin 4, Immunostain, Technical Component Only | 601741 | Mucin 4 IHC, Tech Only | Bill only; no re |  | Immunohistochemistry (IHC)
2019-05-28 | AATRP | Alpha-1-Antitrypsin Immunostain, Technical Component Only | 70664 | Alpha 1-Antitripsin IHC, Tech Only | Bill only; no re |  | Immunohistochemistry (IHC)
2019-05-28 | BFOS | FosB, Immunostain, Technical Component Only | 603420 | FosB IHC, Tech Only | Bill only; no re |  | Immunohistochemistry (IHC)
2019-05-28 | CAMTA | Calmodulin-Binding Transcription Activator 1 (CAMTA1), Immunostain, Technical Component Only | 603418 | CAMTA1 IHC, Tech Only | Bill only; no re |  | Immunohistochemistry (IHC)
2019-05-28 | RB1 | Retinoblastoma Protein (Rb) Immunostain, Tech Only | 604029 | Retinoblastoma IHC, Tech Only | Bill only; no re |  | Immunohistochemistry (IHC)
2019-05-28 | HG34W | Histone 3.3 G34W (H3F3A G34W) Immunostain, Technical Component Only | 604698 | Histone H3 G34W IHC, Tech Only | Bill only; no re |  | Immunohistochemistry (IHC)
2019-05-28 | HK27M | Histone H3 K27M Mutant (H3 K27M) Immunostain, Technical Component Only | 604990 | Histone H3 K27M IHC, Tech Only | Bill only; no re |  | Immunohistochemistry (IHC)
2019-05-28 | HK36M | Histone H3 K36M Mutant (H3F3 K36M) Immunostain, Technical Component Only | 604700 | Histone H3 K36M IHC, Tech Only | Bill only; no re |  | Immunohistochemistry (IHC)
2019-05-28 | MTAP | Methylthioadenosine Phosphorylase (MTAP) Immunostain, Tech Only | 605178 | MTAP IHC, Tech Only | Bill only; no re |  | Immunohistochemistry (IHC)
2019-05-28 | BCOR | BCOR Immunostain, Technical Component Only | 605261 | BCOR IHC, Tech Only | Bill only; no re |  | Immunohistochemistry (IHC)
2019-05-28 | APPI | Amyloid Precursor Protein (APP) Immunostain, Technical Component Only | 70670 | Amyloid Prec Protein IHC, Tech Only | Bill only; no re |  | Immunohistochemistry (IHC)
2019-05-28 | AMYPI | Amyloid P (SAP) Immunostain, Technical Component Only | 70861 | Amyloid P (SAP) IHC, Tech Only | Bill only; no re |  | Immunohistochemistry (IHC)
2019-05-28 | ANNEX | Annexin-1 Immunostain, Technical Component Only | 70669 | Annexin-1 IHC, Tech Only | Bill only; no re |  | Immunohistochemistry
2019-05-28 | BTB46 | ZBTB46 Immunostain, Technical Component Only | 605255 | ZBTB46 IHC, Tech Only | Bill only; no re |  | Immunohistochemistry (IHC)
2019-05-28 | CAIX | Carbonic Anhydrase IX (CA-IX) Immunostain, Technical Component Only | 606252 | CAIX IHC, Tech Only | Bill only; no re |  | Immunohistochemistry (IHC)
2019-05-28 | MUCN2 | Mucin 2, Immunostain, Technical Component Only | 605117 | Mucin 2 IHC, Tech Only | Bill only; no re |  | Immunohistochemistry (IHC)
2019-05-28 | MUCN5 | Mucin 5AC, Immunostain, Technical Component Only | 605119 | Mucin 5AC IHC, Tech Only | Bill only; no re |  | Immunohistochemistry (IHC)
2019-05-28 | MUCN6 | Mucin 6, Immunostain, Technical Component Only | 605121 | Mucin 6 IHC, Tech Only | Bill only; no re |  | Immunohistochemistry (IHC)
2019-05-28 | BTIA1 | T-Cell Intracellular Antigen 1 (TIA-1) Immunostain, Bone Marrow, Technical Component Only | 605161 | Bone Marrow TIA1 IHC, Tech Only | Bill only; no re |  | Immunohistochemistry
2019-05-28 | TRK | Tropomyosin Receptor Kinase (TRK) Immunostain, Technical Component Only | 603301 | TRK IHC, Tech Only | Bill only; no re |  | Immunohistochemistry (IHC)
2019-05-28 | PFIB | Parafibromin, Immunostain, Technical Component Only | 601951 | Parafibromin IHC, Tech Only | Bill only; no re |  | Immunohistochemistry (IHC)
2019-05-28 | TTF40 | TTF41 (SPT24) + p40 Immunostain, Technical Component Only | 602648 | TTF1 (SPT24) + p40 IHC, Tech Only | Bill only; no re |  | Immunohistochemistry (IHC)
2019-05-28 | C19BM | CD19 Immunostain, Bone Marrow, Technical Component Only | 603206 | Bone Marrow CD19 IHC, Tech Only | Bill only; no re |  | Immunohistochemistry (IHC)
2019-05-28 | CD2B | CD2 Immunostain, Bone Marrow, Technical Component Only | 603204 | Bone Marrow CD2 IHC, Tech Only | Bill only; no re |  | Immunohistochemistry (IHC)
2019-05-28 | CDKPB | CD68 (KP1) Immunostain, Bone Marrow, Technical Component Only | 603210 | Bone Marrow CD68(KP1) IHC, T Only | Bill only; no re |  | Immunohistochemistry (IHC)
2019-05-28 | ECADB | E-Cadherin Immunostain, Bone Marrow, Technical Component Only | 603212 | Bone Marrow E-Cadherin IHC, T Only | Bill only; no re |  | Immunohistochemistry (IHC)
2019-05-28 | GATAB | GATA-Binding Protein 3 Immunostain, Technical Component Only, Bone Marrow, | 603214 | Bone Marrow GATA3 IHC, Tech Only | Bill only; no re |  | Immunohistochemistry (IHC)
2019-05-28 | MUM1B | MUM-1/IRF4 Immunostain, Bone Marrow, Technical Component Only | 603218 | Bone Marrow MUM-1/IRF4 IHC, T Only | Bill only; no re |  | Immunohistochemistry (IHC)
2019-05-28 | INSM1 | Insulinoma-Associated Protein 1 (INSM1), Immunostain, Technical Component Only | 602574 | INSM1 IHC, Tech Only | Bill only; no re |  | Immunohistochemistry (IHC)
2019-05-28 | CD273 | CD273 (PD-L2) Immunostain, Technical Component Only | 601987 | CD273 (PD-L2) IHC, Tech Only | Bill only; no re |  | Immunohistochemistry (IHC)
2019-05-28 | MALI | MAL Immunostain, Technical Component Only | 601989 | MAL IHC, Tech Only | Bill only; no re |  | Immunohistochemistry (IHC)
2019-05-22 | T790M | Cell-Free DNA EGFR T790M Mutation Analysis, Blood | 113412 | Result | 55769-4 | EGFR gene.c.2369C>T:PrThr:Pt:Bld/Tiss:Ord:Molgen | Droplet Digital Polymerase Chain Reaction (ddPCR)
2019-05-21 | FBBLE | Bass Black (Sea Bass) (Centropristis striata) IgE | Z3077 | Class | Not Provided |  | Enzyme Immunoassay (EIA)
2019-05-21 | MASF | Angiosarcoma, MYC (8q24) Amplification, FISH, Tissue | 54608 | Result | 62356-1 | Chromosome analysis result in ISCN expression:Find:Pt:Bld/Tiss:Nom:Molgen | Fluorescence In Situ Hybridization (FISH)
2019-05-21 | SGTF | MYB (6q23) Rearrangement FISH, Tissue | 54617 | Result | 62356-1 | Chromosome analysis result in ISCN expression:Find:Pt:Bld/Tiss:Nom:Molgen | Fluorescence In Situ Hybridization (FISH)
2019-05-15 | CH9 | Chromogenic Factor IX Activity Assay, Plasma | CH9 | Chromogenic FIX, P | 88449-4 | Coagulation factor IX activity actual/Normal:RelCCnc:Pt:PPP:Qn:Chromo | Chromogenic
2019-05-15 | LNBAI | Lyme CNS Infection IgG, Antibody Index | LNB3 | Lyme CNS IgG Ab Index Value | 92811-9 | Borrelia afzelii+burgdorferi+garinii Ab.IgG index:ACnc:Pt:Ser+CSF:Qn:IA | Only orderable as a reflex. For more information see LNBAB / Lyme CNS Infection IgG with Antibody Index Reflex.
2019-05-15 | SEQB | Sequential Maternal Screening, Part 2, Serum | 601820 | Inhibin MoM | 36904-1 | Inhibin A^^adjusted:MoM:Pt:Ser/Plas:Qn: | Immunoenzymatic Assay
2019-05-15 | SEQB | Sequential Maternal Screening, Part 2, Serum | 602040 | Neural Tube Defect Risk Estimate | 49091-2 | Neural tube defect risk:Likelihood:Pt:^Fetus:Qn:Based on maternal age | Immunoenzymatic Assay
2019-05-15 | PSYCF | Psychosine, Spinal Fluid | 606150 | Interpretation (PSYCF) | 59462-2 | Clinical biochemist review:Imp:Pt:XXX:Nar: | Liquid Chromatography Tandem Mass Spectrometry (LC-MS/MS)
2019-05-15 | PSYR | Psychosine, Whole Blood | 606152 | Interpretation (PSYR) | 59462-2 | Clinical biochemist review:Imp:Pt:XXX:Nar: | Liquid Chromatography Tandem Mass Spectrometry (LC-MS/MS)
2019-05-14 | PSYCF | Psychosine, Spinal Fluid | 605158 | Reviewed By | 18771-6 | Provider.signing name:Pn:Pt:Report:Nom: | Liquid Chromatography Tandem Mass Spectrometry (LC-MS/MS)
2019-05-14 | PSYR | Psychosine, Whole Blood | 606151 | Reviewed By | 18771-6 | Provider.signing name:Pn:Pt:Report:Nom: | Liquid Chromatography Tandem Mass Spectrometry (LC-MS/MS)
2019-05-10 | CTFNA | Cytology Fine-Needle Aspiration, Varies | CY054 | Source | 22633-2 | Path report.site of origin:Anat:Pt:Specimen:Nar: | Light Microscopy
2019-05-10 | CYTNG | Cytology Non-Gynecologic, Varies | CY058 | Source | 22633-2 | Path report.site of origin:Anat:Pt:Specimen:Nar: | Light Microscopy
2019-05-10 | TPRPD | ThinPrep Diagnostic, Varies | 71311 | Interpretation | 69965-2 | Clinical cytogeneticist review:Imp:Pt:XXX:Nar: | ThinPrep Pap Cytology Screening by Light Microscopy
2019-05-10 | TPRPD | ThinPrep Diagnostic, Varies | CY022 | Pap Test Source | 22633-2 | Path report.site of origin:Anat:Pt:Specimen:Nar: | ThinPrep Pap Cytology Screening by Light Microscopy
2019-05-10 | TPRPS | ThinPrep Screen, Varies | CY027 | Pap Test Source | 22633-2 | Path report.site of origin:Anat:Pt:Specimen:Nar: | ThinPrep Pap Cytology Screening by Light Microscopy
2019-05-10 | TPRPS | ThinPrep Screen, Varies | 71286 | Interpretation | 69965-2 | Clinical cytogeneticist review:Imp:Pt:XXX:Nar: | ThinPrep Pap Cytology Screening by Light Microscopy
2019-05-10 | SUBIF | Immunoglobulin G (IgG) Subtypes Immunofluorescence, Tissue | BA0273 | Material Received | 22633-2 | Path report.site of origin:Anat:Pt:Specimen:Nar: | Direct Immunofluorescence
2019-05-10 | SUBIF | Immunoglobulin G (IgG) Subtypes Immunofluorescence, Tissue | BA0271 | Interpretation | 50595-8 | Pathologist interpretation:Imp:Pt:XXX:Nom: | Direct Immunofluorescence
2019-05-10 | MPSER | Mucopolysaccharides Quantitative, Serum | 604908 | Dermatan Sulfate | 2203-8 | Dermatan sulfate:MCnc:Pt:Ser/Plas:Qn: | Liquid Chromatography Tandem Mass Spectrometry (LC-MS/MS)
2019-05-10 | STPCO | ThinPrep with Human Papillomavirus (HPV) Co-Test-Screen, Varies | 71326 | Interpretation | 69965-2 | Clinical cytogeneticist review:Imp:Pt:XXX:Nar: | Light / Real-Time Polymerase Chain Reaction
2019-05-10 | STPCO | ThinPrep with Human Papillomavirus (HPV) Co-Test-Screen, Varies | CY007 | Pap Test Source | 22633-2 | Path report.site of origin:Anat:Pt:Specimen:Nar: | Light / Real-Time Polymerase Chain Reaction
2019-05-10 | STHPV | ThinPrep Screen with Human Papillomavirus (HPV) Reflex, Varies | 71316 | Interpretation | 69965-2 | Clinical cytogeneticist review:Imp:Pt:XXX:Nar: | Light Microscopy/Real-Time Polymerase Chain Reaction (PCR)
2019-05-10 | STHPV | ThinPrep Screen with Human Papillomavirus (HPV) Reflex, Varies | CY017 | Pap Test Source | 22633-2 | Path report.site of origin:Anat:Pt:Specimen:Nar: | Light Microscopy/Real-Time Polymerase Chain Reaction (PCR)
2019-05-10 | RPCWT | Renal Pathology Consultation, Wet Tissue | 71219 | Interpretation | 60570-9 | Consultation note:Find:Pt:{Setting}:Doc:Pathology | Pathology Consultation
2019-05-10 | RPCWT | Renal Pathology Consultation, Wet Tissue | 71224 | Material Received | 85298-8 | Body structure included in specimen:Anat:Pt:Specimen:Nom: | Pathology Consultation
2019-05-10 | PATHC | Pathology Consultation | 71038 | Interpretation | 60570-9 | Consultation note:Find:Pt:{Setting}:Doc:Pathology
2019-05-10 | PATHC | Pathology Consultation | 71042 | Material Received | 22633-2 | Path report.site of origin:Anat:Pt:Specimen:Nar:
2019-05-09 | KIBM | Ki67 Breast IHC Manual | 71669 | Interpretation | 85330-9 | Cells.Ki-67 nuclear Ag/100 cells:NFr:Pt:Breast cancer specimen:Qn:Immune stain | Immunohistochemistry, Manual Semi-Quantitation
2019-05-09 | KI67B | Ki-67(MIB-1), Breast, Quantitative Immunohistochemistry, Automated | 70995 | Interpretation | 85330-9 | Cells.Ki-67 nuclear Ag/100 cells:NFr:Pt:Breast cancer specimen:Qn:Immune stain | Immunohistochemistry, Automated Quantitation
2019-05-09 | JCV | JC Virus Detection by In Situ Hybridization | 71214 | Interpretation | 50595-8 | Pathologist interpretation:Imp:Pt:XXX:Nom: | In Situ Hybridization (ISH)
2019-05-09 | HPWET | Hematopathology Consultation, MCL Embed | 71446 | Material Received | 85298-8 | Body structure included in specimen:Anat:Pt:Specimen:Nom: | Medical Interpretation
2019-05-09 | HPVE6 | Human Papillomavirus (HPV) High-Risk E6/E7, RNA In Situ Hybridization | 71212 | Interpretation | 50595-8 | Pathologist interpretation:Imp:Pt:XXX:Nom: | In Situ Hybridization (ISH)
2019-05-09 | HPWET | Hematopathology Consultation, MCL Embed | 71098 | Interpretation | 60570-9 | Consultation note:Find:Pt:{Setting}:Doc:Pathology | Medical Interpretation
2019-05-09 | HPCUT | Hematopathology Consultation, Client Embed | 71744 | Interpretation | 60570-9 | Consultation note:Find:Pt:{Setting}:Doc:Pathology | Medical Interpretation
2019-05-09 | HPCUT | Hematopathology Consultation, Client Embed | 71749 | Material Received | 85298-8 | Body structure included in specimen:Anat:Pt:Specimen:Nom: | Medical Interpretation
2019-05-09 | MPSER | Mucopolysaccharides Quantitative, Serum | 604911 | Interpretation (MPSER) | 59462-2 | Clinical biochemist review:Imp:Pt:XXX:Nar: | Liquid Chromatography Tandem Mass Spectrometry (LC-MS/MS)
2019-05-09 | MPSER | Mucopolysaccharides Quantitative, Serum | BG714 | Reason for Referral | 42349-1 | Reason for referral:Find:Pt:^Patient:Nar: | Liquid Chromatography Tandem Mass Spectrometry (LC-MS/MS)
2019-05-09 | MPSER | Mucopolysaccharides Quantitative, Serum | 604907 | Reviewed By | 18771-6 | Provider.signing name:Pn:Pt:Report:Nom: | Liquid Chromatography Tandem Mass Spectrometry (LC-MS/MS)
2019-05-08 | CTXBS | Cerebrotendinous Xanthomatosis, Blood Spot | BA4359 | 7a-hydroxy-4-cholesten-3-one | 92763-2 | 7-Alpha hydroxy-4-cholesten-3-one:SCnc:Pt:Bld.dot:Qn: | Liquid Chromatography Tandem Mass Spectrometry (LC-MS/MS)
2019-05-08 | CTXBS | Cerebrotendinous Xanthomatosis, Blood Spot | BA4360 | 7a,12a-dihydroxycholest-4-en-3-one | 92760-8 | 7-Alpha,12-alpha dihydroxycholest-4-en-3-one:SCnc:Pt:Bld.dot:Qn: | Liquid Chromatography Tandem Mass Spectrometry (LC-MS/MS)
2019-05-08 | CTXWB | Cerebrotendinous Xanthomatosis, Blood | BA4363 | 7a-hydroxy-4-cholesten-3-one | 92762-4 | 7-Alpha hydroxy-4-cholesten-3-one:SCnc:Pt:Bld:Qn: | Liquid Chromatography Tandem Mass Spectrometry (LC-MS/MS)
2019-05-08 | CTXWB | Cerebrotendinous Xanthomatosis, Blood | BA4364 | 7a,12a-dihydroxycholest-4-en-3-one | 92759-0 | 7-Alpha,12-alpha dihydroxycholest-4-en-3-one:SCnc:Pt:Bld:Qn: | Liquid Chromatography Tandem Mass Spectrometry (LC-MS/MS)
2019-05-08 | GPSY | Glucopsychosine, Blood Spot | 62236 | Glucopsychosine | 92752-5 | Glucopsychosine:SCnc:Pt:Bld.dot:Qn: | Liquid Chromatography Tandem Mass Spectrometry (LC-MS/MS)
2019-05-08 | GPSYP | Glucopsychosine, Plasma | BA4373 | Glucopsychosine | 92750-9 | Glucopsychosine:SCnc:Pt:Ser/Plas:Qn: | Liquid Chromatography Tandem Mass Spectrometry (LC-MS/MS)
2019-05-08 | GPSYP | Glucopsychosine, Plasma | BA4375 | Interpretation (GPSYP) | 59462-2 | Clinical biochemist review:Imp:Pt:XXX:Nar: | Liquid Chromatography Tandem Mass Spectrometry (LC-MS/MS)
2019-05-08 | GPSYW | Glucopsychosine, Blood | BA4356 | Glucopsychosine | 92751-7 | Glucopsychosine:SCnc:Pt:Bld:Qn: | Liquid Chromatography Tandem Mass Spectrometry (LC-MS/MS)
2019-05-08 | HSMBS | Hepatosplenomegaly Panel, Blood Spot | 601525 | Globotriaosylsphingosine | 92754-1 | Globotriaosylsphingosine:SCnc:Pt:Bld.dot:Qn: | Liquid Chromatography Tandem Mass Spectrometry (LC-MS/MS)
2019-05-08 | HSMWB | Hepatosplenomegaly Panel, Blood | 601533 | Globotriaosylsphingosine | 92753-3 | Globotriaosylsphingosine:SCnc:Pt:Bld:Qn: | Liquid Chromatography Tandem Mass Spectrometry (LC-MS/MS)
2019-05-08 | HSMBS | Hepatosplenomegaly Panel, Blood Spot | 601524 | 7a,12a-dihydroxycholest-4-en-3-one | 92760-8 | 7-Alpha,12-alpha dihydroxycholest-4-en-3-one:SCnc:Pt:Bld.dot:Qn: | Liquid Chromatography Tandem Mass Spectrometry (LC-MS/MS)
2019-05-08 | HSMWB | Hepatosplenomegaly Panel, Blood | 601532 | 7a,12a-dihydroxycholest-4-en-3-one | 92759-0 | 7-Alpha,12-alpha dihydroxycholest-4-en-3-one:SCnc:Pt:Bld:Qn: | Liquid Chromatography Tandem Mass Spectrometry (LC-MS/MS)
2019-05-08 | HSMBS | Hepatosplenomegaly Panel, Blood Spot | 601523 | 7a-hydroxy-4-cholesten-3-one | 92763-2 | 7-Alpha hydroxy-4-cholesten-3-one:SCnc:Pt:Bld.dot:Qn: | Liquid Chromatography Tandem Mass Spectrometry (LC-MS/MS)
2019-05-08 | HSMWB | Hepatosplenomegaly Panel, Blood | 601531 | 7a-hydroxy-4-cholesten-3-one | 92762-4 | 7-Alpha hydroxy-4-cholesten-3-one:SCnc:Pt:Bld:Qn: | Liquid Chromatography Tandem Mass Spectrometry (LC-MS/MS)
2019-05-08 | HSMP | Hepatosplenomegaly Panel, Plasma | 601539 | Glucopsychosine | 92750-9 | Glucopsychosine:SCnc:Pt:Ser/Plas:Qn: | Liquid Chromatography Tandem Mass Spectrometry (LC-MS/MS)
2019-05-08 | HSMBS | Hepatosplenomegaly Panel, Blood Spot | 601522 | Glucopsychosine | 92752-5 | Glucopsychosine:SCnc:Pt:Bld.dot:Qn: | Liquid Chromatography Tandem Mass Spectrometry (LC-MS/MS)
2019-05-08 | HSMWB | Hepatosplenomegaly Panel, Blood | 601530 | Glucopsychosine | 92751-7 | Glucopsychosine:SCnc:Pt:Bld:Qn: | Liquid Chromatography Tandem Mass Spectrometry (LC-MS/MS)
2019-05-08 | HSMP | Hepatosplenomegaly Panel, Plasma | 601537 | 7-Ketocholesterol | 92764-0 | 7-Ketocholesterol:SCnc:Pt:Ser/Plas:Qn: | Liquid Chromatography Tandem Mass Spectrometry (LC-MS/MS)
2019-05-08 | HSMP | Hepatosplenomegaly Panel, Plasma | 601538 | Lyso-sphingomyelin | 92747-5 | Lyso-sphingomyelin:SCnc:Pt:Ser/Plas:Qn: | Liquid Chromatography Tandem Mass Spectrometry (LC-MS/MS)
2019-05-08 | HSMBS | Hepatosplenomegaly Panel, Blood Spot | 601521 | Lyso-sphingomyelin | 92749-1 | Lyso-sphingomyelin:SCnc:Pt:Bld.dot:Qn: | Liquid Chromatography Tandem Mass Spectrometry (LC-MS/MS)
2019-05-08 | HSMWB | Hepatosplenomegaly Panel, Blood | 601529 | Lyso-sphingomyelin | 92748-3 | Lyso-sphingomyelin:SCnc:Pt:Bld:Qn: | Liquid Chromatography Tandem Mass Spectrometry (LC-MS/MS)
2019-05-08 | HSMP | Hepatosplenomegaly Panel, Plasma | 601536 | Cholestane-3beta,5alpha,6beta-triol | 92755-8 | Cholestane-3-beta, 5-alpha, 6-beta triol:SCnc:Pt:Ser/Plas:Qn: | Liquid Chromatography Tandem Mass Spectrometry (LC-MS/MS)
2019-05-08 | HSMBS | Hepatosplenomegaly Panel, Blood Spot | 601520 | Cholestane-3beta,5alpha,6beta-triol | 92757-4 | Cholestane-3-beta, 5-alpha, 6-beta triol:SCnc:Pt:Bld.dot:Qn: | Liquid Chromatography Tandem Mass Spectrometry (LC-MS/MS)
2019-05-08 | HSMWB | Hepatosplenomegaly Panel, Blood | 601528 | Cholestane-3beta,5alpha,6beta-triol | 92756-6 | Cholestane-3-beta, 5-alpha, 6-beta triol:SCnc:Pt:Bld:Qn: | Liquid Chromatography Tandem Mass Spectrometry (LC-MS/MS)
2019-05-08 | LGBWB | Globotriaosylsphingosine, Blood | BA4370 | Globotriaosylsphingosine | 92753-3 | Globotriaosylsphingosine:SCnc:Pt:Bld:Qn: | Liquid Chromatography Tandem Mass Spectrometry (LC-MS/MS)
2019-05-08 | LGBBS | Globotriaosylsphingosine, Blood Spot | BA4367 | Globotriaosylsphingosine | 92754-1 | Globotriaosylsphingosine:SCnc:Pt:Bld.dot:Qn: | Liquid Chromatography Tandem Mass Spectrometry (LC-MS/MS)
2019-05-08 | OXNP | Oxysterols, Plasma | 36432 | Lyso-sphingomyelin | 92747-5 | Lyso-sphingomyelin:SCnc:Pt:Ser/Plas:Qn: | Liquid Chromatography Tandem Mass Spectrometry (LC-MS/MS)
2019-05-08 | OXYBS | Oxysterols, Blood Spot | 36760 | Cholestane-3beta,5alpha,6beta-triol | 92757-4 | Cholestane-3-beta, 5-alpha, 6-beta triol:SCnc:Pt:Bld.dot:Qn: | Liquid Chromatography Tandem Mass Spectrometry (LC-MS/MS)
2019-05-08 | OXYBS | Oxysterols, Blood Spot | 36761 | Lyso-sphingomyelin | 92749-1 | Lyso-sphingomyelin:SCnc:Pt:Bld.dot:Qn: | Liquid Chromatography Tandem Mass Spectrometry (LC-MS/MS)
2019-05-08 | OXYWB | Oxysterols, Blood | BA4352 | Cholestane-3beta,5alpha,6beta-triol | 92756-6 | Cholestane-3-beta, 5-alpha, 6-beta triol:SCnc:Pt:Bld:Qn: | Liquid Chromatography Tandem Mass Spectrometry (LC-MS/MS)
2019-05-08 | OXYWB | Oxysterols, Blood | BA4353 | Lyso-sphingomyelin | 92748-3 | Lyso-sphingomyelin:SCnc:Pt:Bld:Qn: | Liquid Chromatography Tandem Mass Spectrometry (LC-MS/MS)
2019-05-08 | OXNP | Oxysterols, Plasma | 36430 | Cholestane-3beta,5alpha,6beta-triol | 92755-8 | Cholestane-3-beta, 5-alpha, 6-beta triol:SCnc:Pt:Ser/Plas:Qn: | Liquid Chromatography Tandem Mass Spectrometry (LC-MS/MS)
2019-05-08 | OXNP | Oxysterols, Plasma | 36431 | 7-Ketocholesterol | 92764-0 | 7-Ketocholesterol:SCnc:Pt:Ser/Plas:Qn: | Liquid Chromatography Tandem Mass Spectrometry (LC-MS/MS)
2019-05-08 | HSMP | Hepatosplenomegaly Panel, Plasma | 601540 | 7a-hydroxy-4-cholesten-3-one | 92761-6 | 7-Alpha hydroxy-4-cholesten-3-one:SCnc:Pt:Ser/Plas:Qn: | Liquid Chromatography Tandem Mass Spectrometry (LC-MS/MS)
2019-05-08 | HSMP | Hepatosplenomegaly Panel, Plasma | 601541 | 7a,12a-dihydroxycholest-4-en-3-one | 92758-2 | 7-Alpha,12-alpha dihydroxycholest-4-en-3-one:SCnc:Pt:Ser/Plas:Qn: | Liquid Chromatography Tandem Mass Spectrometry (LC-MS/MS)
2019-05-08 | CTXP | Cerebrotendinous Xanthomatosis, Plasma | BA4376 | 7a-hydroxy-4-cholesten-3-one | 92761-6 | 7-Alpha hydroxy-4-cholesten-3-one:SCnc:Pt:Ser/Plas:Qn: | Liquid Chromatography-Tandem Mass Spectrometry (LC-MS/MS)
2019-05-08 | CTXP | Cerebrotendinous Xanthomatosis, Plasma | BA4377 | 7a,12a-dihydroxycholest-4-en-3-one | 92758-2 | 7-Alpha,12-alpha dihydroxycholest-4-en-3-one:SCnc:Pt:Ser/Plas:Qn: | Liquid Chromatography-Tandem Mass Spectrometry (LC-MS/MS)
2019-05-08 | 1STT1 | First Trimester Maternal Screen, Serum | 601798 | Results Summary | 50679-0 | First trimester maternal screen with nuchal translucency:Imp:Pt:^Patient:Nom: | Immunoenzymatic Assay
2019-05-08 | 1STT1 | First Trimester Maternal Screen, Serum | 26437 | Interpretation | 49588-7 | First trimester maternal screen with nuchal translucency:Imp:Pt:^Patient:Nar: | Immunoenzymatic Assay
2019-05-08 | 1STT1 | First Trimester Maternal Screen, Serum | NT_ | NT | 49035-9 | Thickness:MoM:Pt:Nuchal fold^Fetus:Qn:US.measured | Immunoenzymatic Assay
2019-05-08 | 1STT1 | First Trimester Maternal Screen, Serum | NT_B | NT Twin | 49035-9 | Thickness:MoM:Pt:Nuchal fold^Fetus:Qn:US.measured | Immunoenzymatic Assay
2019-05-07 | EM | Electron Microscopy, Varies | 71033 | Interpretation | 59465-5 | Pathologist review:Imp:Pt:XXX:Nar: | Electron Microscopy
2019-05-07 | CNSA | Central Nervous System Consultation, Autopsy, Varies | 71075 | Material Received | 22633-2 | Path report.site of origin:Anat:Pt:Specimen:Nar: | Stain
2019-05-07 | CIB | Cutaneous Direct Immunofluorescence Assay, Varies | 71145 | Interpretation | 66121-5 | Pathology biopsy report:Find:Pt:Tiss:Nar: | Direct Immunofluorescence Assay (IFA)
2019-05-07 | GDF15 | Growth Differentiation Factor 15, Plasma | 64637 | Growth Differentiation Factor 15, P | 92665-9 | Growth and differentiation factor 15:MCnc:Pt:Ser/Plas:Qn:IA | Enzyme-Linked Immunosorbent Assay (ELISA)
2019-05-07 | HCVDR | Hepatitis C Virus Genotypic Antiviral Drug Resistance, Serum | 604401 | Sequence failure at codons: | 92732-7 | Codon &or region with poor sequence quality:Prid:Pt:Isolate/Specimen:Nom:Sequencing | Polymerase Chain Reaction (PCR) followed by Next-Generation Sequencing
2019-05-07 | HCVDR | Hepatitis C Virus Genotypic Antiviral Drug Resistance, Serum | 604402 | Daclatasvir resistance | 82379-9 | Daclatasvir:Susc:Pt:Isolate:Ord:Genotyping | Polymerase Chain Reaction (PCR) followed by Next-Generation Sequencing
2019-05-07 | HCVDR | Hepatitis C Virus Genotypic Antiviral Drug Resistance, Serum | 604403 | Elbasvir resistance | 82376-5 | Elbasvir:Susc:Pt:Isolate:Ord:Genotyping | Polymerase Chain Reaction (PCR) followed by Next-Generation Sequencing
2019-05-07 | HCVDR | Hepatitis C Virus Genotypic Antiviral Drug Resistance, Serum | 604404 | Ledipasvir resistance | 82377-3 | Ledipasvir:Susc:Pt:Isolate:Ord:Genotyping | Polymerase Chain Reaction (PCR) followed by Next-Generation Sequencing
2019-05-07 | HCVDR | Hepatitis C Virus Genotypic Antiviral Drug Resistance, Serum | 604405 | Pibrentasvir resistance | 92735-0 | Pibrentasvir:Susc:Pt:Isolate:Ord:Genotyping | Polymerase Chain Reaction (PCR) followed by Next-Generation Sequencing
2019-05-07 | HCVDR | Hepatitis C Virus Genotypic Antiviral Drug Resistance, Serum | 604407 | HCV NS5B RAS | 73655-3 | Hepatitis C virus NS5 gene mutations detected:Prid:Pt:Isolate:Nom:Genotyping | Polymerase Chain Reaction (PCR) followed by Next-Generation Sequencing
2019-05-07 | HCVDR | Hepatitis C Virus Genotypic Antiviral Drug Resistance, Serum | 604408 | Sequence failure at codons: | 92732-7 | Codon &or region with poor sequence quality:Prid:Pt:Isolate/Specimen:Nom:Sequencing | Polymerase Chain Reaction (PCR) followed by Next-Generation Sequencing
2019-05-07 | HCVDR | Hepatitis C Virus Genotypic Antiviral Drug Resistance, Serum | 604388 | Pibrentasvir resistance | 92735-0 | Pibrentasvir:Susc:Pt:Isolate:Ord:Genotyping | Polymerase Chain Reaction (PCR) followed by Next-Generation Sequencing
2019-05-07 | HCVDR | Hepatitis C Virus Genotypic Antiviral Drug Resistance, Serum | 604390 | HCV NS5B RAS | 73655-3 | Hepatitis C virus NS5 gene mutations detected:Prid:Pt:Isolate:Nom:Genotyping | Polymerase Chain Reaction (PCR) followed by Next-Generation Sequencing
2019-05-07 | HCVDR | Hepatitis C Virus Genotypic Antiviral Drug Resistance, Serum | 604391 | Sequence failure at codons: | 92732-7 | Codon &or region with poor sequence quality:Prid:Pt:Isolate/Specimen:Nom:Sequencing | Polymerase Chain Reaction (PCR) followed by Next-Generation Sequencing
2019-05-07 | HCVDR | Hepatitis C Virus Genotypic Antiviral Drug Resistance, Serum | 604394 | HCV NS3 RAS | 73654-6 | Hepatitis C virus NS3 gene mutations detected:Prid:Pt:Isolate:Nom:Genotyping | Polymerase Chain Reaction (PCR) followed by Next-Generation Sequencing
2019-05-07 | HCVDR | Hepatitis C Virus Genotypic Antiviral Drug Resistance, Serum | 604395 | Sequence failure at codons: | 92732-7 | Codon &or region with poor sequence quality:Prid:Pt:Isolate/Specimen:Nom:Sequencing | Polymerase Chain Reaction (PCR) followed by Next-Generation Sequencing
2019-05-07 | HCVDR | Hepatitis C Virus Genotypic Antiviral Drug Resistance, Serum | 604396 | Glecaprevir resistance | 92733-5 | Glecaprevir:Susc:Pt:Isolate:Ord:Genotyping | Polymerase Chain Reaction (PCR) followed by Next-Generation Sequencing
2019-05-07 | HCVDR | Hepatitis C Virus Genotypic Antiviral Drug Resistance, Serum | 604397 | Grazoprevir resistance | 82523-2 | Grazoprevir:Susc:Pt:Isolate:Ord:Genotyping | Polymerase Chain Reaction (PCR) followed by Next-Generation Sequencing
2019-05-07 | HCVDR | Hepatitis C Virus Genotypic Antiviral Drug Resistance, Serum | 604399 | Voxilaprevir resistance | 92734-3 | Voxilaprevir:Susc:Pt:Isolate:Ord:Genotyping | Polymerase Chain Reaction (PCR) followed by Next-Generation Sequencing
2019-05-07 | HCVDR | Hepatitis C Virus Genotypic Antiviral Drug Resistance, Serum | 604400 | HCV NS5A RAS | 73655-3 | Hepatitis C virus NS5 gene mutations detected:Prid:Pt:Isolate:Nom:Genotyping | Polymerase Chain Reaction (PCR) followed by Next-Generation Sequencing
2019-05-07 | HCVDR | Hepatitis C Virus Genotypic Antiviral Drug Resistance, Serum | 604380 | Grazoprevir resistance | 82523-2 | Grazoprevir:Susc:Pt:Isolate:Ord:Genotyping | Polymerase Chain Reaction (PCR) followed by Next-Generation Sequencing
2019-05-07 | HCVDR | Hepatitis C Virus Genotypic Antiviral Drug Resistance, Serum | 604382 | Voxilaprevir resistance | 92734-3 | Voxilaprevir:Susc:Pt:Isolate:Ord:Genotyping | Polymerase Chain Reaction (PCR) followed by Next-Generation Sequencing
2019-05-07 | HCVDR | Hepatitis C Virus Genotypic Antiviral Drug Resistance, Serum | 604383 | HCV NS5A RAS | 73655-3 | Hepatitis C virus NS5 gene mutations detected:Prid:Pt:Isolate:Nom:Genotyping | Polymerase Chain Reaction (PCR) followed by Next-Generation Sequencing
2019-05-07 | HCVDR | Hepatitis C Virus Genotypic Antiviral Drug Resistance, Serum | 604384 | Sequence failure at codons: | 92732-7 | Codon &or region with poor sequence quality:Prid:Pt:Isolate/Specimen:Nom:Sequencing | Polymerase Chain Reaction (PCR) followed by Next-Generation Sequencing
2019-05-07 | HCVDR | Hepatitis C Virus Genotypic Antiviral Drug Resistance, Serum | 604385 | Daclatasvir resistance | 82379-9 | Daclatasvir:Susc:Pt:Isolate:Ord:Genotyping | Polymerase Chain Reaction (PCR) followed by Next-Generation Sequencing
2019-05-07 | HCVDR | Hepatitis C Virus Genotypic Antiviral Drug Resistance, Serum | 604386 | Elbasvir resistance | 82376-5 | Elbasvir:Susc:Pt:Isolate:Ord:Genotyping | Polymerase Chain Reaction (PCR) followed by Next-Generation Sequencing
2019-05-07 | HCVDR | Hepatitis C Virus Genotypic Antiviral Drug Resistance, Serum | 604387 | Ledipasvir resistance | 82377-3 | Ledipasvir:Susc:Pt:Isolate:Ord:Genotyping | Polymerase Chain Reaction (PCR) followed by Next-Generation Sequencing
2019-05-07 | HCVDR | Hepatitis C Virus Genotypic Antiviral Drug Resistance, Serum | 604377 | HCV NS3 RAS | 73654-6 | Hepatitis C virus NS3 gene mutations detected:Prid:Pt:Isolate:Nom:Genotyping | Polymerase Chain Reaction (PCR) followed by Next-Generation Sequencing
2019-05-07 | HCVDR | Hepatitis C Virus Genotypic Antiviral Drug Resistance, Serum | 604378 | Sequence failure at codons: | 92732-7 | Codon &or region with poor sequence quality:Prid:Pt:Isolate/Specimen:Nom:Sequencing | Polymerase Chain Reaction (PCR) followed by Next-Generation Sequencing
2019-05-07 | HCVDR | Hepatitis C Virus Genotypic Antiviral Drug Resistance, Serum | 604379 | Glecaprevir resistance | 92733-5 | Glecaprevir:Susc:Pt:Isolate:Ord:Genotyping | Polymerase Chain Reaction (PCR) followed by Next-Generation Sequencing
2019-05-07 | HCVDR | Hepatitis C Virus Genotypic Antiviral Drug Resistance, Serum | 604376 | HCV Genotype | 92731-9 | Hepatitis C virus genotype:Type:Pt:Ser/Plas:Nom:Sequencing | Polymerase Chain Reaction (PCR) followed by Next-Generation Sequencing
2019-05-07 | HCVDR | Hepatitis C Virus Genotypic Antiviral Drug Resistance, Serum | 604393 | HCV Genotype | 92731-9 | Hepatitis C virus genotype:Type:Pt:Ser/Plas:Nom:Sequencing | Polymerase Chain Reaction (PCR) followed by Next-Generation Sequencing
2019-05-07 | HCVDR | Hepatitis C Virus Genotypic Antiviral Drug Resistance, Serum | 604410 | HCV Genotypic Drug Resistance, S | 77202-0 | Laboratory comment:Txt:Pt:Report:Nar: | Polymerase Chain Reaction (PCR) followed by Next-Generation Sequencing
2019-05-06 | NTRK | NTRK Gene Fusion Panel, Tumor | 606761 | Result Summary | 50397-9 | Molecular diagnostic overall interpretation:PrThr:Pt:Bld/Tiss:Ord:Molgen | Polymerase Chain Reaction (PCR)-based Next-Generation Sequencing (NGS)
2019-05-06 | SFUNG | 1,3-Beta-D-Glucan (Fungitell), Serum | 603615 | Fungitell Quantitative Value | 42176-8 | 1,3 beta glucan:MCnc:Pt:Ser:Qn: | Protease Zymogen-Based Colorimetric Assay
2019-05-06 | KCSF | Immunoglobulin Kappa Free Light Chain, Spinal Fluid | KCSF | Kappa Free Light Chain, CSF | 48774-4 | Immunoglobulin light chains.kappa.free:MCnc:Pt:CSF:Qn: | Nephelometry
2019-05-02 | HPCUT | Hematopathology Consultation, Client Embed | 71747 | Addendum | 35265-8 | Path report.addendum:Find:Pt:Specimen:Nar: | Medical Interpretation
2019-05-02 | SUBIF | Immunoglobulin G (IgG) Subtypes Immunofluorescence, Tissue | BA0276 | Addendum | 35265-8 | Path report.addendum:Find:Pt:Specimen:Nar: | Direct Immunofluorescence
2019-05-02 | CIB | Cutaneous Direct Immunofluorescence Assay, Varies | 71610 | Addendum | 35265-8 | Path report.addendum:Find:Pt:Specimen:Nar: | Direct Immunofluorescence Assay (IFA)
2019-05-02 | CPAPD | Conventional Smear-Diagnostic, Varies | 71309 | Addendum | 35265-8 | Path report.addendum:Find:Pt:Specimen:Nar: | Light Microscopy
2019-05-02 | CPAPS | Conventional Smear-Screen, Varies | 71304 | Addendum | 35265-8 | Path report.addendum:Find:Pt:Specimen:Nar: | Light Microscopy
2019-05-02 | DTHPV | ThinPrep Diagnostic with Human Papillomavirus (HPV) Reflex, Varies | 71324 | Addendum | 35265-8 | Path report.addendum:Find:Pt:Specimen:Nar: | Light Microscopy/Real-Time Polymerase Chain Reaction (PCR)
2019-05-02 | DTPCO | ThinPrep with Human Papillomavirus (HPV) Co-Test-Diagnostic, Varies | 71334 | Addendum | 35265-8 | Path report.addendum:Find:Pt:Specimen:Nar: | ThinPrep Pap Cytology Screening by Light Microscopy/Real-Time Polymerase Chain Reaction
2019-05-02 | STHPV | ThinPrep Screen with Human Papillomavirus (HPV) Reflex, Varies | 71319 | Addendum | 35265-8 | Path report.addendum:Find:Pt:Specimen:Nar: | Light Microscopy/Real-Time Polymerase Chain Reaction (PCR)
2019-05-02 | STPCO | ThinPrep with Human Papillomavirus (HPV) Co-Test-Screen, Varies | 71329 | Addendum | 35265-8 | Path report.addendum:Find:Pt:Specimen:Nar: | Light / Real-Time Polymerase Chain Reaction
2019-05-02 | TPRPD | ThinPrep Diagnostic, Varies | 71314 | Addendum | 35265-8 | Path report.addendum:Find:Pt:Specimen:Nar: | ThinPrep Pap Cytology Screening by Light Microscopy
2019-05-02 | ALPRT | Alport (Collagen IV Alpha 5 and Alpha 2) Immunofluorescent Stain, Renal Biopsy | 71270 | Addendum | 35265-8 | Path report.addendum:Find:Pt:Specimen:Nar: | Direct Immunofluorescence
2019-05-02 | CTFNA | Cytology Fine-Needle Aspiration, Varies | 71274 | Addendum | 35265-8 | Path report.addendum:Find:Pt:Specimen:Nar: | Light Microscopy
2019-05-02 | CYTNG | Cytology Non-Gynecologic, Varies | 71279 | Addendum | 35265-8 | Path report.addendum:Find:Pt:Specimen:Nar: | Light Microscopy
2019-05-02 | DEXT | Dermatopathology Consultation, Wet Tissue | 71142 | Addendum | 35265-8 | Path report.addendum:Find:Pt:Specimen:Nar: | Formalin-fixed tissues: Process/Embed Serial sections: Hematoxylin and Eosin Stain/Light Microscopy
2019-05-02 | FBILM | Biliary Tract Malignancy-Cytology, FISH, Varies | 71294 | Addendum | 35265-8 | Path report.addendum:Find:Pt:Specimen:Nar: | Cytology Light Microscopy and Fluorescence In Situ Hybridization (FISH)
2019-05-02 | PLAIF | Phospholipase A2 Receptor (PLA2R), Renal Biopsy | 71228 | Addendum | 35265-8 | Path report.addendum:Find:Pt:Specimen:Nar: | Immunofluorescence
2019-05-02 | RPCWT | Renal Pathology Consultation, Wet Tissue | 71222 | Addendum | 35265-8 | Path report.addendum:Find:Pt:Specimen:Nar: | Pathology Consultation
2019-05-02 | TPRPS | ThinPrep Screen, Varies | 71289 | Addendum | 35265-8 | Path report.addendum:Find:Pt:Specimen:Nar: | ThinPrep Pap Cytology Screening by Light Microscopy
2019-05-02 | CNSA | Central Nervous System Consultation, Autopsy, Varies | 71073 | Addendum | 35265-8 | Path report.addendum:Find:Pt:Specimen:Nar: | Stain
2019-05-02 | HPWET | Hematopathology Consultation, MCL Embed | 71101 | Addendum | 35265-8 | Path report.addendum:Find:Pt:Specimen:Nar: | Medical Interpretation
2019-05-02 | ANPAT | Anatomic Pathology Consultation, Wet Tissue | 71046 | Addendum | 35265-8 | Path report.addendum:Find:Pt:Specimen:Nar: | Medical Interpretation
2019-05-02 | PATHC | Pathology Consultation | 71041 | Addendum | 35265-8 | Path report.addendum:Find:Pt:Specimen:Nar:
2019-05-02 | LLPT | Leukemia/Lymphoma Immunophenotyping, Flow Cytometry, Tissue | 19581 | Addendum: | 35265-8 | Path report.addendum:Find:Pt:Specimen:Nar: | Immunophenotyping
2019-04-29 | VRERP | Vancomycin-Resistant Enterococcus, Molecular Detection, PCR, Varies | 84406 | VRE PCR | 62261-3 | Bacterial vancomycin resistance vanA+vanB genes:PrThr:Pt:Isolate/Specimen:Ord:Molgen | Real-Time Polymerase Chain Reaction (PCR)
2019-04-26 | ANPAT | Anatomic Pathology Consultation, Wet Tissue | 71048 | Material Received | 22633-2 | Path report.site of origin:Anat:Pt:Specimen:Nar: | Medical Interpretation
2019-04-26 | ANPAT | Anatomic Pathology Consultation, Wet Tissue | 71043 | Interpretation | 60570-9 | Consultation note:Find:Pt:{Setting}:Doc:Pathology | Medical Interpretation
2019-04-26 | ETGX | Ethyl Glucuronide Confirmation, Chain of Custody, Random, Urine | 36850 | Ethyl Sulfate | 58425-0 | Ethyl sulfate:MCnc:Pt:Urine:Qn:Confirm | Liquid Chromatography Tandem Mass Spectrometry (LC-MS/MS)
2019-04-26 | ETGX | Ethyl Glucuronide Confirmation, Chain of Custody, Random, Urine | 63418 | Ethyl Glucuronide | 58378-1 | Ethyl glucuronide:MCnc:Pt:Urine:Qn:Confirm | Liquid Chromatography Tandem Mass Spectrometry (LC-MS/MS)
2019-04-26 | ETGC | Ethyl Glucuronide Confirmation, Random, Urine | 36848 | Ethyl Sulfate | 58425-0 | Ethyl sulfate:MCnc:Pt:Urine:Qn:Confirm | Liquid Chromatography Tandem Mass Spectrometry (LC-MS/MS)
2019-04-26 | ETGC | Ethyl Glucuronide Confirmation, Random, Urine | 63421 | Ethyl Glucuronide | 58378-1 | Ethyl glucuronide:MCnc:Pt:Urine:Qn:Confirm | Liquid Chromatography Tandem Mass Spectrometry (LC-MS/MS)
2019-04-26 | CDGN | Congenital Disorders of N-Glycosylation, Serum | 602577 | Interpretation | 59462-2 | Clinical biochemist review:Imp:Pt:XXX:Nar: | Matrix-Assisted Laser Desorption/Ionization Time-of-Flight Mass Spectrometry (MALDI-TOF MS)
2019-04-25 | PCAG | Protein C Antigen, Plasma | 9127 | Protein C Ag, P | 27820-0 | Protein C Ag actual/Normal:RelMCnc:Pt:PPP:Qn:IA | Enzyme-Linked Immunosorbent Assay (ELISA)
2019-04-25 | ERPR | Estrogen/Progesterone Receptor, Semi-Quantitative Immunohistochemistry, Manual | MA044 | Tissue was decalcified | 8100-0 | Specimen preparation:Type:Pt:XXX:Nom:* | Semi-Quantitative Immunohistochemistry
2019-04-23 | A1R | A1 Antigen Subtype, Blood | A1R | A1 antigen subtype | 844-1 | A1 Ag:PrThr:Pt:RBC:Ord: | Hemagglutination
2019-04-23 | CSTCE | Cystatin C with Estimated Glomerular Filtration Rate (eGFR), Serum | CSTNC | Cystatin C, S | 33863-2 | Cystatin C:MCnc:Pt:Ser/Plas:Qn: | Immunoturbidimetric
2019-04-23 | SEQB | Sequential Maternal Screening, Part 2, Serum | 601817 | AFP MoM | 23811-3 | Alpha-1-Fetoprotein^^adjusted:MoM:Pt:Ser/Plas:Qn: | Immunoenzymatic Assay
2019-04-23 | SEQB | Sequential Maternal Screening, Part 2, Serum | 602805 | AFP MoM (14,0-14,6) | 23811-3 | Alpha-1-Fetoprotein^^adjusted:MoM:Pt:Ser/Plas:Qn: | Immunoenzymatic Assay
2019-04-23 | RTSC | Reptilase Time, Plasma | RTSC | Reptilase Time, P | 6683-7 | Coagulation reptilase induced:Time:Pt:PPP:Qn:Coag | Optical Clot-Based
2019-04-23 | CMAP | Chromosomal Microarray, Prenatal, Amniotic Fluid/Chorionic Villus Sampling | 54716 | Nomenclature | 62356-1 | Chromosome analysis result in ISCN expression:Find:Pt:Bld/Tiss:Nom:Molgen | Chromosomal Microarray (CMA)
2019-04-23 | CMAT | Chromosomal Microarray, Tumor, Fresh or Frozen | 54730 | Nomenclature | 62356-1 | Chromosome analysis result in ISCN expression:Find:Pt:Bld/Tiss:Nom:Molgen | Chromosomal Microarray (CMA)
2019-04-23 | CMAMT | Chromosomal Microarray, Autopsy/Products of Conception/Stillbirth, Tissue | 44007 | Nomenclature | 62356-1 | Chromosome analysis result in ISCN expression:Find:Pt:Bld/Tiss:Nom:Molgen | Chromosomal Microarray (CMA)
2019-04-23 | BLYM | B-Cell Lymphoma, FISH, Tissue | 603066 | Result | 62356-1 | Chromosome analysis result in ISCN expression:Find:Pt:Bld/Tiss:Nom:Molgen | Fluorescence In Situ Hybridization (FISH)
2019-04-23 | SEQA | Sequential Maternal Screening, Part 1, Serum | PRNTA | Prev Pregnancy w/ Neural Tube Defect | 53827-2 | Neural tube defect:Hx:Pt:^Patient:Ord: | Immunoenzymatic Assay
2019-04-23 | TTSC | Thrombin Time (Bovine), Plasma | TTSC | Thrombin Time (Bovine), P | 46717-5 | Coagulation thrombin induced.factor substitution^immediately after addition of bovine thrombin:Time:Pt:PPP:Qn:Coag | Optical Clot-Based
2019-04-23 | MAFP1 | Alpha-Fetoprotein (AFP), Single Marker Screen, Maternal, Serum | CHOR_ | Number of Chorions | 92568-5 | Chorion:Type:Pt:^Fetuses:Nom: | Two-Site Immunoenzymatic (Sandwich) Assay
2019-04-23 | QUAD1 | Quad Screen (Second Trimester) Maternal, Serum | CHOR_ | Number of Chorions | 92568-5 | Chorion:Type:Pt:^Fetuses:Nom: | Immunoenzymatic Assay
2019-04-23 | SEQA | Sequential Maternal Screening, Part 1, Serum | CHOR1 | Chorions | 92568-5 | Chorion:Type:Pt:^Fetuses:Nom: | Immunoenzymatic Assay
2019-04-23 | 1STT1 | First Trimester Maternal Screen, Serum | CHOR | Number of Chorions | 92568-5 | Chorion:Type:Pt:^Fetuses:Nom: | Immunoenzymatic Assay
2019-04-23 | SEQB | Sequential Maternal Screening, Part 2, Serum | 29490 | Chorions | 92568-5 | Chorion:Type:Pt:^Fetuses:Nom: | Immunoenzymatic Assay
2019-04-22 | FBILM | Biliary Tract Malignancy-Cytology, FISH, Varies | CY042 | Source | 22633-2 | Path report.site of origin:Anat:Pt:Specimen:Nar: | Cytology Light Microscopy and Fluorescence In Situ Hybridization (FISH)
2019-04-22 | ALPRT | Alport (Collagen IV Alpha 5 and Alpha 2) Immunofluorescent Stain, Renal Biopsy | 71285 | Interpretation | 50595-8 | Pathologist interpretation:Imp:Pt:XXX:Nom: | Direct Immunofluorescence
2019-04-22 | TPRPS | ThinPrep Screen, Varies | 71288 | Report electronically signed by | 19139-5 | Pathologist name:Pn:Pt:Provider:Nom: | ThinPrep Pap Cytology Screening by Light Microscopy
2019-04-22 | FBILM | Biliary Tract Malignancy-Cytology, FISH, Varies | 71291 | Interpretation | 69965-2 | Clinical cytogeneticist review:Imp:Pt:XXX:Nar: | Cytology Light Microscopy and Fluorescence In Situ Hybridization (FISH)
2019-04-22 | CPAPS | Conventional Smear-Screen, Varies | 71301 | Interpretation | 59465-5 | Pathologist review:Imp:Pt:XXX:Nar: | Light Microscopy
2019-04-22 | CPAPS | Conventional Smear-Screen, Varies | 71302 | Participated in the Interpretation | 19768-1 | Reviewing cytologist:ID:Pt:Cvx/Vag:Nom:Cyto stain | Light Microscopy
2019-04-22 | CPAPD | Conventional Smear-Diagnostic, Varies | 71306 | Interpretation | 59465-5 | Pathologist review:Imp:Pt:XXX:Nar: | Light Microscopy
2019-04-22 | TPRPD | ThinPrep Diagnostic, Varies | 71313 | Report electronically signed by | 19139-5 | Pathologist name:Pn:Pt:Provider:Nom: | ThinPrep Pap Cytology Screening by Light Microscopy
2019-04-22 | DTHPV | ThinPrep Diagnostic with Human Papillomavirus (HPV) Reflex, Varies | 71321 | Interpretation | 59465-5 | Pathologist review:Imp:Pt:XXX:Nar: | Light Microscopy/Real-Time Polymerase Chain Reaction (PCR)
2019-04-22 | DTPCO | ThinPrep with Human Papillomavirus (HPV) Co-Test-Diagnostic, Varies | 71331 | Interpretation | 59465-5 | Pathologist review:Imp:Pt:XXX:Nar: | ThinPrep Pap Cytology Screening by Light Microscopy/Real-Time Polymerase Chain Reaction
2019-04-22 | NTRK | NTRK Gene Fusion Panel, Tumor | 606763 | Interpretation | 69047-9 | Geneticist review:Imp:Pt:XXX:Nar: | Polymerase Chain Reaction (PCR)-based Next-Generation Sequencing (NGS)
2019-04-22 | NTRK | NTRK Gene Fusion Panel, Tumor | 606764 | Additional Information | 48767-8 | Annotation comment:Imp:Pt:{system}:Nar: | Polymerase Chain Reaction (PCR)-based Next-Generation Sequencing (NGS)
2019-04-22 | NTRK | NTRK Gene Fusion Panel, Tumor | 606765 | Specimen | 31208-2 | Specimen source:Prid:Pt:XXX:Nom: | Polymerase Chain Reaction (PCR)-based Next-Generation Sequencing (NGS)
2019-04-22 | NTRK | NTRK Gene Fusion Panel, Tumor | 606766 | Source | 31208-2 | Specimen source:Prid:Pt:XXX:Nom: | Polymerase Chain Reaction (PCR)-based Next-Generation Sequencing (NGS)
2019-04-22 | NTRK | NTRK Gene Fusion Panel, Tumor | 606767 | Tissue ID | 80398-1 | Unique identifier:ID:Pt:Current sample:Nom: | Polymerase Chain Reaction (PCR)-based Next-Generation Sequencing (NGS)
2019-04-22 | NTRK | NTRK Gene Fusion Panel, Tumor | 606768 | Released By | 18771-6 | Provider.signing name:Pn:Pt:Report:Nom: | Polymerase Chain Reaction (PCR)-based Next-Generation Sequencing (NGS)
2019-04-17 | HCVDR | Hepatitis C Virus Genotypic Antiviral Drug Resistance, Serum | 604389 | Velpatasvir resistance | 82520-8 | Velpatasvir:Susc:Pt:Isolate:Ord:Genotyping | Polymerase Chain Reaction (PCR) followed by Next-Generation Sequencing
2019-04-17 | HCVDR | Hepatitis C Virus Genotypic Antiviral Drug Resistance, Serum | 604406 | Velpatasvir resistance | 82520-8 | Velpatasvir:Susc:Pt:Isolate:Ord:Genotyping | Polymerase Chain Reaction (PCR) followed by Next-Generation Sequencing
2019-04-17 | TBNK | Quantitative Lymphocyte Subsets: T, B, and NK, Blood | PD16J | % CD16+CD56 (NK cells) | 8112-5 | Cells.CD3-CD16+CD56+/100 cells:NFr:Pt:Bld:Qn: | Flow Cytometry
2019-04-17 | TBNK | Quantitative Lymphocyte Subsets: T, B, and NK, Blood | PD19J | % CD19 (B Cells) | 8117-4 | Cells.CD19/100 cells:NFr:Pt:Bld:Qn: | Flow Cytometry
2019-04-16 | HEVG | Hepatitis E Virus IgG Antibody, Serum | 86211 | HEV IgG Ab, S | 49693-5 | Hepatitis E virus Ab.IgG:PrThr:Pt:Ser:Ord:IA | Enzyme Immunoassay (EIA)
2019-04-16 | LEIS | Leishmaniasis (Visceral) Antibody, Serum | 86219 | Leishmaniasis (Visceral) Ab, S | 7958-2 | Leishmania sp Ab:PrThr:Pt:Ser:Ord: | Immunochromatographic Strip Assay
2019-04-15 | BCLL | IGH Somatic Hypermutation Analysis, B-Cell Chronic Lymphocytic Leukemia (B-CLL), Varies | 19674 | Final Diagnosis | 50398-7 | Narrative diagnostic report:Imp:Pt:Bld/Tiss:Nar:Molgen | Polymerase Chain Reaction (PCR) and Next-Generation Sequencing (NGS)
2019-04-15 | BHISI | Bone Histomorphometry, Consultant Interpretation, Slides Only | 71172 | Material Received | 22633-2 | Path report.site of origin:Anat:Pt:Specimen:Nar: | Medical Interpretation
2019-04-15 | BHISC | Bone Histomorphometry, Gross Microscopic Exam | 71162 | Material Received | 22633-2 | Path report.site of origin:Anat:Pt:Specimen:Nar: | Histomorphometry
2019-04-12 | RIVAR | Rivaroxaban, Anti-Xa, Plasma | RIVA2 | Interpretation | 69049-5 | Coagulation specialist review:Imp:Pt:XXX:Nar: | Chromogenic Assay
2019-04-12 | RIVAR | Rivaroxaban, Anti-Xa, Plasma | RIVA1 | Rivaroxaban, Anti-Xa, P | 74871-5 | Rivaroxaban:MCnc:Pt:PPP:Qn:Chromo | Chromogenic Assay
2019-04-12 | SEQA | Sequential Maternal Screening, Part 1, Serum | 601799 | PAPP-A MoM | 76348-2 | Pregnancy associated plasma protein A^^adjusted:MoM:Pt:Ser/Plas:Qn: | Immunoenzymatic Assay
2019-04-12 | SEQB | Sequential Maternal Screening, Part 2, Serum | 29887 | PAPP-A | 48407-1 | Pregnancy associated plasma protein A:MCnc:Pt:Ser/Plas:Qn: | Immunoenzymatic Assay
2019-04-12 | SEQB | Sequential Maternal Screening, Part 2, Serum | 601816 | PAPP-A MoM | 76348-2 | Pregnancy associated plasma protein A^^adjusted:MoM:Pt:Ser/Plas:Qn: | Immunoenzymatic Assay
2019-04-12 | 1STT1 | First Trimester Maternal Screen, Serum | 26426 | PAPP-A | 48407-1 | Pregnancy associated plasma protein A:MCnc:Pt:Ser/Plas:Qn: | Immunoenzymatic Assay
2019-04-12 | SEQA | Sequential Maternal Screening, Part 1, Serum | 29468 | PAPP-A | 48407-1 | Pregnancy associated plasma protein A:MCnc:Pt:Ser/Plas:Qn: | Immunoenzymatic Assay
2019-04-12 | 1STT1 | First Trimester Maternal Screen, Serum | PRHX | Prev Down (T21) / Trisomy Pregnancy | 53826-4 | Trisomy 21:Hx:Pt:^Patient:Ord: | Immunoenzymatic Assay
2019-04-12 | SEQA | Sequential Maternal Screening, Part 1, Serum | PRHIX | Prev Down (T21) / Trisomy Pregnancy | 53826-4 | Trisomy 21:Hx:Pt:^Patient:Ord: | Immunoenzymatic Assay
2019-04-12 | SEQB | Sequential Maternal Screening, Part 2, Serum | 29496 | hCG, Total | 83086-9 | Choriogonadotropin:ACnc:Pt:Ser/Plas:Qn:IA | Immunoenzymatic Assay
2019-04-12 | SEQB | Sequential Maternal Screening, Part 2, Serum | 601818 | uE3 MoM | 21264-7 | Estriol.unconjugated^^adjusted:MoM:Pt:Ser/Plas:Qn: | Immunoenzymatic Assay
2019-04-12 | SEQB | Sequential Maternal Screening, Part 2, Serum | 601809 | Prev Pregnancy w/ Neural Tube Defects | 53827-2 | Neural tube defect:Hx:Pt:^Patient:Ord: | Immunoenzymatic Assay
2019-04-12 | SEQB | Sequential Maternal Screening, Part 2, Serum | 601815 | NT Twin MoM | 49035-9 | Thickness:MoM:Pt:Nuchal fold^Fetus:Qn:US.measured | Immunoenzymatic Assay
2019-04-12 | SEQB | Sequential Maternal Screening, Part 2, Serum | 601808 | Prev Down (T21) / Trisomy Pregnancy | 53826-4 | Trisomy 21:Hx:Pt:^Patient:Ord: | Immunoenzymatic Assay
2019-04-12 | SEQA | Sequential Maternal Screening, Part 1, Serum | 601801 | NT Twin MoM | 49035-9 | Thickness:MoM:Pt:Nuchal fold^Fetus:Qn:US.measured | Immunoenzymatic Assay
2019-04-12 | SEQA | Sequential Maternal Screening, Part 1, Serum | 601800 | NT MoM | 49035-9 | Thickness:MoM:Pt:Nuchal fold^Fetus:Qn:US.measured | Immunoenzymatic Assay
2019-04-12 | SEQB | Sequential Maternal Screening, Part 2, Serum | 601814 | NT MoM | 49035-9 | Thickness:MoM:Pt:Nuchal fold^Fetus:Qn:US.measured | Immunoenzymatic Assay
2019-04-12 | 1STT1 | First Trimester Maternal Screen, Serum | 601518 | NT Twin MoM | 49035-9 | Thickness:MoM:Pt:Nuchal fold^Fetus:Qn:US.measured | Immunoenzymatic Assay
2019-04-12 | DLL3 | Delta-Like 3 Protein (SP347), Semi-Quantitative Immunohistochemistry, Manual, Tissue | 603336 | Material Received | 81178-6 | Tissue block description and site:Desc:Pt:Specimen:Nar: | Immunohistochemistry (IHC)
2019-04-12 | MBX | Muscle Pathology Consultation | 603614 | Material Received | 81178-6 | Tissue block description and site:Desc:Pt:Specimen:Nar: | Muscle Biopsy Surgical Pathology Consultation and/or Review of Outside Material
2019-04-12 | VWFMP | von Willebrand Factor Multimer Analysis, Plasma | 604411 | von Willebrand Factor Multimer, P | 32217-2 | von Willebrand factor multimers:PrThr:Pt:PPP:Ord: | Only orderable as part of a coagulation reflex. For more information see: ALUPP / Lupus Anticoagulant Profile, Plasma ALBLD / Bleeding Diathesis Profile, Limited, Plasma ACBL / Bleeding Diathesis Profile, Comprehensive, Plasma AVWPR / von Willebrand Disease Profile, Plasma Agarose Gel Electrophoresis
2019-04-12 | 1STT1 | First Trimester Maternal Screen, Serum | 26427 | THCG | 32166-1 | Choriogonadotropin^^adjusted:MoM:Pt:Ser/Plas:Qn: | Immunoenzymatic Assay
2019-04-10 | PMLR | PML::RARA Quantitative, PCR, Varies | 19449 | Interpretation | 69047-9 | Geneticist review:Imp:Pt:XXX:Nar: | Quantitative, Real-Time Polymerase Chain Reaction (PCR)
2019-04-10 | GALK | Galactokinase, Blood | 38005 | Galactokinase, B | 81143-0 | Galactokinase:CCnt:Pt:RBC:Qn: | Enzyme Reaction followed by Liquid Chromatography-Tandem Mass Spectrometry (LC-MS/MS)
2019-04-10 | VITAP | Vitamin A, Serum | 605124 | Vitamin A | 2923-1 | Retinol:MCnc:Pt:Ser/Plas:Qn: | Only orderable as part of a profile. For more information see VITAE / Vitamin A and Vitamin E, Serum. Liquid Chromatography Tandem Mass Spectrometry (LC-MS/MS)
2019-04-09 | PTSC | Prothrombin Time (PT), Plasma | INRSC | INR | 6301-6 | Coagulation tissue factor induced.INR:RelTime:Pt:PPP:Qn:Coag | Only orderable as part of a profile or reflex. For more information see: ALUPP / Lupus Anticoagulant Profile, Plasma ALBLD / Bleeding Diathesis Profile, Limited, Plasma AATHR / Thrombophilia Profile, Plasma and Whole Blood APROL / Prolonged Clot Time Profile, Plasma ADIC / Disseminated Intravascular Coagulation/Intravascular Coagulation and Fibrinolysis (DIC/ICF) Profile, Plasma Optical Clot-Based
2019-04-09 | PTSC | Prothrombin Time (PT), Plasma | PTSEC | Prothrombin Time (PT), P | 5902-2 | Coagulation tissue factor induced:Time:Pt:PPP:Qn:Coag | Only orderable as part of a profile or reflex. For more information see: ALUPP / Lupus Anticoagulant Profile, Plasma ALBLD / Bleeding Diathesis Profile, Limited, Plasma AATHR / Thrombophilia Profile, Plasma and Whole Blood APROL / Prolonged Clot Time Profile, Plasma ADIC / Disseminated Intravascular Coagulation/Intravascular Coagulation and Fibrinolysis (DIC/ICF) Profile, Plasma Optical Clot-Based
2019-04-09 | VITA | Vitamin A, Serum | 7597 | Vitamin A | 2923-1 | Retinol:MCnc:Pt:Ser/Plas:Qn: | Liquid Chromatography-Tandem Mass Spectrometry (LC-MS/MS)
2019-04-05 | WBDD | Beta-Globin Cluster Locus, Deletion/Duplication, Varies | 48361 | Beta Globin Cluster Locus Del/Dup | 50397-9 | Molecular diagnostic overall interpretation:PrThr:Pt:Bld/Tiss:Ord:Molgen | Polymerase Chain Reaction (PCR) Analysis/Multiplex Ligation-Dependent Probe Amplification (MLPA)
2019-04-05 | WGSEQ | Gamma-Globin Full Gene Sequencing, Varies | 46952 | Gamma Globin Gene Sequencing Result | 50397-9 | Molecular diagnostic overall interpretation:PrThr:Pt:Bld/Tiss:Ord:Molgen | Polymerase Chain Reaction (PCR) Amplification/Sanger Sequence Analysis
2019-04-05 | WGSEQ | Gamma-Globin Full Gene Sequencing, Varies | 46953 | Gamma Globin Interpretation | 59466-3 | Hematologist review:Imp:Pt:XXX:Nar: | Polymerase Chain Reaction (PCR) Amplification/Sanger Sequence Analysis
2019-04-05 | WASQR | Alpha-Globin Gene Sequencing, Blood | 47952 | Alpha Globin Gene Sequencing Result | 50397-9 | Molecular diagnostic overall interpretation:PrThr:Pt:Bld/Tiss:Ord:Molgen | Only orderable as a reflex. For more information see: -HAEV1 / Hemolytic Anemia Evaluation, Blood -HBEL1 / Hemoglobin Electrophoresis Evaluation, Blood -MEV1 / Methemoglobinemia Evaluation, Blood -REVE2 / Erythrocytosis Evaluation, Blood -THEV1 / Thalassemia and Hemoglobinopathy Evaluation, Blood and Serum Polymerase Chain Reaction (PCR)/Sanger Sequencing
2019-04-05 | WBDDR | Beta-Globin Cluster Locus Deletion/Duplication, Blood | 48356 | Beta Globin Cluster Locus Del/Dup | 50397-9 | Molecular diagnostic overall interpretation:PrThr:Pt:Bld/Tiss:Ord:Molgen | Only orderable as a reflex. For more information see: -HAEV1 / Hemolytic Anemia Evaluation, Blood -HBEL1 / Hemoglobin Electrophoresis Evaluation, Blood -MEV1 / Methemoglobinemia Evaluation, Blood -REVE2 / Erythrocytosis Evaluation, Blood -THEV1 / Thalassemia and Hemoglobinopathy Evaluation, Blood and Serum Polymerase Chain Reaction (PCR) Analysis/Multiplex Ligation-Dependent Probe Amplification (MLPA)
2019-04-05 | WBSQR | Beta-Globin Gene Sequencing, Blood | 47954 | Beta Globin Gene Sequencing Result | 50397-9 | Molecular diagnostic overall interpretation:PrThr:Pt:Bld/Tiss:Ord:Molgen | Only orderable as a reflex. For more information see: -HAEV1 / Hemolytic Anemia Evaluation, Blood -HBEL1 / Hemoglobin Electrophoresis Evaluation, Blood -MEV1 / Methemoglobinemia Evaluation, Blood -REVE2 / Erythrocytosis Evaluation, Blood -THEV1 / Thalassemia and Hemoglobinopathy Evaluation, Blood and Serum Polymerase Chain Reaction (PCR)/Sanger Sequencing
2019-04-05 | NGSFX | Reanalysis of Acute Myeloid Leukemia 4- or 11- Gene Panels, Additional Genes | NFXID | Diagnosis/Indication | 29308-4 | Diagnosis:Imp:Pt:^Patient:Nom: | Only orderable as a reflex. For more information, see: -NGAMT / Acute Myeloid Leukemia, Therapeutic Gene Mutation Panel (FLT3, IDH1, IDH2, TP53) Next-Generation Sequencing, Varies -NGAML / Acute Myeloid Leukemia, 11-Gene Panel, Varies. Next-Generation Sequencing (NGS)
2019-04-05 | 1STT1 | First Trimester Maternal Screen, Serum | 601516 | THCG MoM | 32166-1 | Choriogonadotropin^^adjusted:MoM:Pt:Ser/Plas:Qn: | Immunoenzymatic Assay
2019-04-05 | 1STT1 | First Trimester Maternal Screen, Serum | 601517 | NT MoM | 49035-9 | Thickness:MoM:Pt:Nuchal fold^Fetus:Qn:US.measured | Immunoenzymatic Assay
2019-04-05 | DLL3 | Delta-Like 3 Protein (SP347), Semi-Quantitative Immunohistochemistry, Manual, Tissue | 603333 | Interpretation | 59465-5 | Pathologist review:Imp:Pt:XXX:Nar: | Immunohistochemistry (IHC)
2019-04-05 | DIMER | D-Dimer, Plasma | DIMER | D-Dimer, P | 48067-3 | Fibrin D-dimer FEU:MCnc:Pt:PPP:Qn:IA | Only orderable as part of a profile or reflex. For more information see: ALBLD / Bleeding Diathesis Profile, Limited, Plasma AATHR / Thrombophilia Profile, Plasma and Whole Blood APROL / Prolonged Clot Time Profile, Plasma ADIC / Disseminated Intravascular Coagulation/Intravascular Coagulation and Fibrinolysis (DIC/ICF) Profile, Plasma ALUPP / Lupus Anticoagulant Profile, Plasma Latex Immunoassay (LIA)
2019-04-05 | FET | Iron, Liver Tissue | 8350 | Iron, Liver Ts | 57028-3 | Iron:MCnt:Pt:Liver:Qn: | Inductively Coupled Plasma Mass Spectrometry (ICP-MS)
2019-04-04 | LCAF | Lung Cancer, ALK (2p23) Rearrangement, FISH, Tissue | 54580 | Result | 62356-1 | Chromosome analysis result in ISCN expression:Find:Pt:Bld/Tiss:Nom:Molgen | Fluorescence In Situ Hybridization (FISH)
2019-03-26 | HCVDR | Hepatitis C Virus Genotypic Antiviral Drug Resistance, Serum | HCVKG | Is known HCV genotype 1a, 1b, or 3? | 86955-2 | Preliminary testing affected submission for further testing:PrThr:Pt:Specimen:Ord: | Polymerase Chain Reaction (PCR) followed by Next-Generation Sequencing
2019-03-25 | 22C3 | Programmed Death-Ligand 1 (PD-L1) (22C3), Semi-Quantitative Immunohistochemistry, Manual | 603763 | Interpretation | 59465-5 | Pathologist review:Imp:Pt:XXX:Nar: | Immunohistochemistry (IHC)
2019-03-25 | CPAPD | Conventional Smear-Diagnostic, Varies | CY040 | Hormone Therapy/Contraceptives | 8659-5 | Birth control method:Type:Pt:^Patient:Nom:Reported | Light Microscopy
2019-03-25 | CPAPS | Conventional Smear-Screen, Varies | CY035 | Hormone Therapy/Contraceptives | 8659-5 | Birth control method:Type:Pt:^Patient:Nom:Reported | Light Microscopy
2019-03-25 | DTHPV | ThinPrep Diagnostic with Human Papillomavirus (HPV) Reflex, Varies | CY015 | Hormone Therapy/Contraceptives | 8659-5 | Birth control method:Type:Pt:^Patient:Nom:Reported | Light Microscopy/Real-Time Polymerase Chain Reaction (PCR)
2019-03-25 | DTPCO | ThinPrep with Human Papillomavirus (HPV) Co-Test-Diagnostic, Varies | CY005 | Hormone Therapy/Contraceptives | 8659-5 | Birth control method:Type:Pt:^Patient:Nom:Reported | ThinPrep Pap Cytology Screening by Light Microscopy/Real-Time Polymerase Chain Reaction
2019-03-25 | STHPV | ThinPrep Screen with Human Papillomavirus (HPV) Reflex, Varies | CY020 | Hormone Therapy/Contraceptives | 8659-5 | Birth control method:Type:Pt:^Patient:Nom:Reported | Light Microscopy/Real-Time Polymerase Chain Reaction (PCR)
2019-03-25 | STPCO | ThinPrep with Human Papillomavirus (HPV) Co-Test-Screen, Varies | CY010 | Hormone Therapy/Contraceptives | 8659-5 | Birth control method:Type:Pt:^Patient:Nom:Reported | Light / Real-Time Polymerase Chain Reaction
2019-03-25 | TPRPD | ThinPrep Diagnostic, Varies | CY025 | Hormone Therapy/Contraceptives | 8659-5 | Birth control method:Type:Pt:^Patient:Nom:Reported | ThinPrep Pap Cytology Screening by Light Microscopy
2019-03-25 | TPRPS | ThinPrep Screen, Varies | CY030 | Hormone Therapy/Contraceptives | 8659-5 | Birth control method:Type:Pt:^Patient:Nom:Reported | ThinPrep Pap Cytology Screening by Light Microscopy
2019-03-25 | CLIR | CLIR Supplemental Report | 605136 | CLIR Supplemental Report | 55107-7 | Addendum:Find:Pt:^Patient:Doc:
2019-03-22 | ORXNA | Orexin-A/Hypocretin-1, Spinal Fluid | 604230 | Orexin-A/Hypocretin-1, CSF | 91670-0 | Orexin-A:MCnc:Pt:CSF:Qn: | Radioimmunoassay (RIA)
2019-03-19 | SLL | Small Lymphocytic Lymphoma, FISH, Tissue | 603132 | Result | 62356-1 | Chromosome analysis result in ISCN expression:Find:Pt:Bld/Tiss:Nom:Molgen | Fluorescence In Situ Hybridization (FISH)
2019-03-19 | TLYM | T-Cell Lymphoma, FISH, Tissue | 603143 | Result | 62356-1 | Chromosome analysis result in ISCN expression:Find:Pt:Bld/Tiss:Nom:Molgen | Fluorescence In Situ Hybridization (FISH)
2019-03-18 | CORAB | Hepatitis B Virus Core Total Antibodies, with Reflex to Hepatitis B Virus Core IgM Antibody, Serum | CORAB | HBc Total Ab, w/Reflex, S | 13952-7 | Hepatitis B virus core Ab:PrThr:Pt:Ser/Plas:Ord:IA | Electrochemiluminescence Immunoassay (ECLIA)
2019-03-18 | CPAVP | Copeptin proAVP, Plasma | CPAVP | Copeptin proAVP, P | 78987-5 | Provasopressin.C-terminal:SCnc:Pt:Ser/Plas:Qn:IA | Immunofluorescent Assay (IFA)
2019-03-13 | MSFGN | Fibrillary Glomerulonephritis Confirmation, Mass Spectrometry, Paraffin Tissue | BA0389 | Interpretation | 59465-5 | Pathologist review:Imp:Pt:XXX:Nar: | Liquid Chromatography Tandem Mass Spectrometry (LC-MS/MS)
2019-03-13 | HPVE6 | Human Papillomavirus (HPV) High-Risk E6/E7, RNA In Situ Hybridization | 72114 | Case Number | 80398-1 | Unique identifier:ID:Pt:Current sample:Nom: | In Situ Hybridization (ISH)
2019-03-13 | HPVHL | Human Papillomavirus (HPV) High/Low Risk, In Situ Hybridization | 72112 | Case Number | 80398-1 | Unique identifier:ID:Pt:Current sample:Nom: | In Situ Hybridization (ISH)
2019-03-13 | HPVLR | Human Papillomavirus (HPV) Low Risk, In Situ Hybridization | 72113 | Case Number | 80398-1 | Unique identifier:ID:Pt:Current sample:Nom: | In Situ Hybridization (ISH)
2019-03-13 | JCV | JC Virus Detection by In Situ Hybridization | 72115 | Case Number | 80398-1 | Unique identifier:ID:Pt:Current sample:Nom: | In Situ Hybridization (ISH)
2019-03-13 | AMPIP | Amyloid Protein Identification, Paraffin, Mass Spectrometry | 72109 | Case Number | 80398-1 | Unique identifier:ID:Pt:Current sample:Nom: | Histological Stain/Liquid Chromatography Tandem Mass Spectrometry (LC-MS/MS)
2019-03-13 | BILAO | Biliary Tract Malignancy, FISH, Varies | 71920 | Interpretation | 69965-2 | Clinical cytogeneticist review:Imp:Pt:XXX:Nar: | Fluorescence In Situ Hybridization (FISH)
2019-03-13 | PDBS | Pompe Disease, Blood Spot | 602290 | Interpretation | 59462-2 | Clinical biochemist review:Imp:Pt:XXX:Nar: | Flow Injection Analysis Tandem Mass Spectrometry (MS/MS)
2019-03-13 | COGBL | Chromosome Analysis, Hematologic Disorders, Children's Oncology Group Enrollment Testing, Blood | 602321 | Banding Method | 62359-5 | Chromosome banding method:Type:Pt:Bld/Tiss:Nom:Molgen | Cell Culture without Mitogens followed by Chromosome Analysis
2019-03-13 | COGBM | Chromosome Analysis, Hematologic Disorders, Children's Oncology Group Enrollment Testing, Bone Marrow | 602312 | Banding Method | 62359-5 | Chromosome banding method:Type:Pt:Bld/Tiss:Nom:Molgen | Cell Culture without Mitogens followed by Chromosome Analysis
2019-03-13 | WBDD | Beta-Globin Cluster Locus, Deletion/Duplication, Varies | 48362 | Interpretation | 69047-9 | Geneticist review:Imp:Pt:XXX:Nar: | Polymerase Chain Reaction (PCR) Analysis/Multiplex Ligation-Dependent Probe Amplification (MLPA)
2019-03-13 | WBDDR | Beta-Globin Cluster Locus Deletion/Duplication, Blood | 48357 | Interpretation | 59466-3 | Hematologist review:Imp:Pt:XXX:Nar: | Only orderable as a reflex. For more information see: -HAEV1 / Hemolytic Anemia Evaluation, Blood -HBEL1 / Hemoglobin Electrophoresis Evaluation, Blood -MEV1 / Methemoglobinemia Evaluation, Blood -REVE2 / Erythrocytosis Evaluation, Blood -THEV1 / Thalassemia and Hemoglobinopathy Evaluation, Blood and Serum Polymerase Chain Reaction (PCR) Analysis/Multiplex Ligation-Dependent Probe Amplification (MLPA)
2019-03-13 | WASQR | Alpha-Globin Gene Sequencing, Blood | 47953 | Interpretation | 59466-3 | Hematologist review:Imp:Pt:XXX:Nar: | Only orderable as a reflex. For more information see: -HAEV1 / Hemolytic Anemia Evaluation, Blood -HBEL1 / Hemoglobin Electrophoresis Evaluation, Blood -MEV1 / Methemoglobinemia Evaluation, Blood -REVE2 / Erythrocytosis Evaluation, Blood -THEV1 / Thalassemia and Hemoglobinopathy Evaluation, Blood and Serum Polymerase Chain Reaction (PCR)/Sanger Sequencing
2019-03-13 | WBSQR | Beta-Globin Gene Sequencing, Blood | 47955 | Interpretation | 59466-3 | Hematologist review:Imp:Pt:XXX:Nar: | Only orderable as a reflex. For more information see: -HAEV1 / Hemolytic Anemia Evaluation, Blood -HBEL1 / Hemoglobin Electrophoresis Evaluation, Blood -MEV1 / Methemoglobinemia Evaluation, Blood -REVE2 / Erythrocytosis Evaluation, Blood -THEV1 / Thalassemia and Hemoglobinopathy Evaluation, Blood and Serum Polymerase Chain Reaction (PCR)/Sanger Sequencing
2019-03-13 | CXLPL | CXCR4 Mutation Analysis, Somatic, Lymphoplasmacytic Lymphoma/Waldenstrom Macroglobulinemia, Varies | 113436 | CXLPL Result | 59465-5 | Pathologist review:Imp:Pt:XXX:Nar: | Bridged Nucleic Acids (BNA) Clamp Sanger Sequencing Technology/Routine Sanger Sequencing (BNAClamp is utilized pursuant to a license agreement with BNA Inc)
2019-03-13 | GALK | Galactokinase, Blood | 38007 | Interpretation (GALK) | 59462-2 | Clinical biochemist review:Imp:Pt:XXX:Nar: | Enzyme Reaction followed by Liquid Chromatography-Tandem Mass Spectrometry (LC-MS/MS)
2019-03-13 | BPGMM | 2,3-Bisphosphoglycerate Mutase, Full Gene Sequencing Analysis, Varies | 37112 | BPGM Interpretation | 69047-9 | Geneticist review:Imp:Pt:XXX:Nar: | Polymerase Chain Reaction (PCR)/Sanger Sequencing
2019-03-13 | NGAMT | MayoComplete Acute Myeloid Leukemia, Therapeutic Gene Mutation Panel (FLT3, IDH1, IDH2, TP53), Next-Generation Sequencing, Varies | 601699 | Interpretation | 69047-9 | Geneticist review:Imp:Pt:XXX:Nar: | Next-Generation Sequencing (NGS)
2019-03-13 | NGSFX | Reanalysis of Acute Myeloid Leukemia 4- or 11- Gene Panels, Additional Genes | 601686 | Interpretation | 69047-9 | Geneticist review:Imp:Pt:XXX:Nar: | Only orderable as a reflex. For more information, see: -NGAMT / Acute Myeloid Leukemia, Therapeutic Gene Mutation Panel (FLT3, IDH1, IDH2, TP53) Next-Generation Sequencing, Varies -NGAML / Acute Myeloid Leukemia, 11-Gene Panel, Varies. Next-Generation Sequencing (NGS)
2019-03-13 | 1STT1 | First Trimester Maternal Screen, Serum | 601515 | PAPP-A MoM | 76348-2 | Pregnancy associated plasma protein A^^adjusted:MoM:Pt:Ser/Plas:Qn: | Immunoenzymatic Assay
2019-03-12 | RIVAR | Rivaroxaban, Anti-Xa, Plasma | RIVA3 | Cautions | 62364-5 | Test performance information:Find:Pt:XXX:Nar: | Chromogenic Assay
2019-03-12 | SLL | Small Lymphocytic Lymphoma, FISH, Tissue | 603130 | Interpretation | 69965-2 | Clinical cytogeneticist review:Imp:Pt:XXX:Nar: | Fluorescence In Situ Hybridization (FISH)
2019-03-12 | SP263 | Programmed Death-Ligand 1 (PD-L1) (SP263), Semi-Quantitative Immunohistochemistry, Manual | 603756 | Interpretation | 59465-5 | Pathologist review:Imp:Pt:XXX:Nar: | Immunohistochemistry (IHC)
2019-03-12 | SP263 | Programmed Death-Ligand 1 (PD-L1) (SP263), Semi-Quantitative Immunohistochemistry, Manual | 603758 | Report electronically signed by | 19139-5 | Pathologist name:Pn:Pt:Provider:Nom: | Immunohistochemistry (IHC)
2019-03-12 | SP263 | Programmed Death-Ligand 1 (PD-L1) (SP263), Semi-Quantitative Immunohistochemistry, Manual | 603759 | Material Received | 81178-6 | Tissue block description and site:Desc:Pt:Specimen:Nar: | Immunohistochemistry (IHC)
2019-03-12 | SP263 | Programmed Death-Ligand 1 (PD-L1) (SP263), Semi-Quantitative Immunohistochemistry, Manual | 603760 | Disclaimer | 62364-5 | Test performance information:Find:Pt:XXX:Nar: | Immunohistochemistry (IHC)
2019-03-12 | SPBX | Epidermal Nerve Fiber Density Consultation, Varies | 601780 | Interpretation | 59465-5 | Pathologist review:Imp:Pt:XXX:Nar: | Calculation of Epidermal Nerve Fiber Density
2019-03-12 | SMN1Z | SMN1 Gene, Full Gene Analysis, Varies | 602756 | Interpretation | 69047-9 | Geneticist review:Imp:Pt:XXX:Nar: | Polymerase Chain Reaction (PCR) followed by DNA Sequencing
2019-03-12 | MBX | Muscle Pathology Consultation | 601822 | Case Number | 80398-1 | Unique identifier:ID:Pt:Current sample:Nom: | Muscle Biopsy Surgical Pathology Consultation and/or Review of Outside Material
2019-03-12 | PNBX | Peripheral Nerve Pathology Consultation | 601823 | Case Number | 80398-1 | Unique identifier:ID:Pt:Current sample:Nom: | Nerve Biopsy Surgical Pathology Consultation and Review of Outside Material
2019-03-12 | SPBX | Epidermal Nerve Fiber Density Consultation, Varies | 601824 | Case Number | 80398-1 | Unique identifier:ID:Pt:Current sample:Nom: | Calculation of Epidermal Nerve Fiber Density
2019-03-12 | MSFGN | Fibrillary Glomerulonephritis Confirmation, Mass Spectrometry, Paraffin Tissue | BA0394 | Case Number | 80398-1 | Unique identifier:ID:Pt:Current sample:Nom: | Liquid Chromatography Tandem Mass Spectrometry (LC-MS/MS)
2019-03-12 | DLL3 | Delta-Like 3 Protein (SP347), Semi-Quantitative Immunohistochemistry, Manual, Tissue | 603338 | Case Number | 80398-1 | Unique identifier:ID:Pt:Current sample:Nom: | Immunohistochemistry (IHC)
2019-03-12 | TLYM | T-Cell Lymphoma, FISH, Tissue | 603144 | Specimen | 31208-2 | Specimen source:Prid:Pt:XXX:Nom: | Fluorescence In Situ Hybridization (FISH)
2019-03-12 | SP263 | Programmed Death-Ligand 1 (PD-L1) (SP263), Semi-Quantitative Immunohistochemistry, Manual | 603761 | Case Number | 80398-1 | Unique identifier:ID:Pt:Current sample:Nom: | Immunohistochemistry (IHC)
2019-03-12 | COGBL | Chromosome Analysis, Hematologic Disorders, Children's Oncology Group Enrollment Testing, Blood | 602318 | Specimen | 31208-2 | Specimen source:Prid:Pt:XXX:Nom: | Cell Culture without Mitogens followed by Chromosome Analysis
2019-03-12 | COGBM | Chromosome Analysis, Hematologic Disorders, Children's Oncology Group Enrollment Testing, Bone Marrow | 602309 | Specimen | 31208-2 | Specimen source:Prid:Pt:XXX:Nom: | Cell Culture without Mitogens followed by Chromosome Analysis
2019-03-07 | CPAPD | Conventional Smear-Diagnostic, Varies | CY039 | Menstrual Status (LMP, PM, Pregnant) | 8678-5 | Menstrual status:Find:Pt:^Patient:Nom:Reported | Light Microscopy
2019-03-07 | CPAPS | Conventional Smear-Screen, Varies | CY034 | Menstrual Status (LMP, PM, Pregnant) | 8678-5 | Menstrual status:Find:Pt:^Patient:Nom:Reported | Light Microscopy
2019-03-07 | DTHPV | ThinPrep Diagnostic with Human Papillomavirus (HPV) Reflex, Varies | CY014 | Menstrual Status(LMP, PM, Pregnant) | 8678-5 | Menstrual status:Find:Pt:^Patient:Nom:Reported | Light Microscopy/Real-Time Polymerase Chain Reaction (PCR)
2019-03-07 | DTPCO | ThinPrep with Human Papillomavirus (HPV) Co-Test-Diagnostic, Varies | CY004 | Menstrual Status (LMP, PM, Pregnant) | 8678-5 | Menstrual status:Find:Pt:^Patient:Nom:Reported | ThinPrep Pap Cytology Screening by Light Microscopy/Real-Time Polymerase Chain Reaction
2019-03-07 | STHPV | ThinPrep Screen with Human Papillomavirus (HPV) Reflex, Varies | CY019 | Menstrual Status (LMP, PM, Pregnant) | 8678-5 | Menstrual status:Find:Pt:^Patient:Nom:Reported | Light Microscopy/Real-Time Polymerase Chain Reaction (PCR)
2019-03-07 | STPCO | ThinPrep with Human Papillomavirus (HPV) Co-Test-Screen, Varies | CY009 | Menstrual Status (LMP, PM, Pregnant) | 8678-5 | Menstrual status:Find:Pt:^Patient:Nom:Reported | Light / Real-Time Polymerase Chain Reaction
2019-03-07 | TPRPD | ThinPrep Diagnostic, Varies | CY024 | Menstrual Status (LMP, PM, Pregnant) | 8678-5 | Menstrual status:Find:Pt:^Patient:Nom:Reported | ThinPrep Pap Cytology Screening by Light Microscopy
2019-03-07 | TPRPS | ThinPrep Screen, Varies | CY029 | Menstrual Status (LMP, PM, Pregnant) | 8678-5 | Menstrual status:Find:Pt:^Patient:Nom:Reported | ThinPrep Pap Cytology Screening by Light Microscopy
2019-03-07 | H2BR | HER2 Amplification Associated with Breast Cancer, FISH, Tissue | 603075 | Interpretation | 69965-2 | Clinical cytogeneticist review:Imp:Pt:XXX:Nar: | Fluorescence In Situ Hybridization (FISH)
2019-03-07 | H2GE | HER2 Amplification Associated with Gastroesophageal Cancer, FISH, Tissue | 603086 | Interpretation | 69965-2 | Clinical cytogeneticist review:Imp:Pt:XXX:Nar: | Fluorescence In Situ Hybridization (FISH)
2019-03-07 | H2MT | HER2 Amplification, Miscellaneous Tumor, FISH, Tissue | 603097 | Interpretation | 69965-2 | Clinical cytogeneticist review:Imp:Pt:XXX:Nar: | Fluorescence In Situ Hybridization (FISH)
2019-03-07 | TLYM | T-Cell Lymphoma, FISH, Tissue | 603141 | Interpretation | 69965-2 | Clinical cytogeneticist review:Imp:Pt:XXX:Nar: | Fluorescence In Situ Hybridization (FISH)
2019-03-07 | BLYM | B-Cell Lymphoma, FISH, Tissue | 603064 | Interpretation | 69965-2 | Clinical cytogeneticist review:Imp:Pt:XXX:Nar: | Fluorescence In Situ Hybridization (FISH)
2019-03-07 | FUSF | Low-Grade Fibromyxoid Sarcoma (LGFMS), 16p11.2 (FUS or TLS) Rearrangement, FISH, Tissue | 52229 | Interpretation | 69965-2 | Clinical cytogeneticist review:Imp:Pt:XXX:Nar: | Fluorescence In Situ Hybridization (FISH)
2019-03-07 | ROS1F | Lung Cancer, ROS1 (6q22) Rearrangement, FISH, Tissue | 52237 | Interpretation | 69965-2 | Clinical cytogeneticist review:Imp:Pt:XXX:Nar: | Fluorescence In Situ Hybridization (FISH)
2019-03-07 | COGBF | B-Cell Acute Lymphoblastic Leukemia/Lymphoma (ALL), Children's Oncology Group Enrollment Testing, FISH, Varies | 602297 | Interpretation | 69965-2 | Clinical cytogeneticist review:Imp:Pt:XXX:Nar: | Fluorescence In Situ Hybridization (FISH)
2019-03-07 | COGBL | Chromosome Analysis, Hematologic Disorders, Children's Oncology Group Enrollment Testing, Blood | 602316 | Interpretation | 69965-2 | Clinical cytogeneticist review:Imp:Pt:XXX:Nar: | Cell Culture without Mitogens followed by Chromosome Analysis
2019-03-07 | COGBM | Chromosome Analysis, Hematologic Disorders, Children's Oncology Group Enrollment Testing, Bone Marrow | 602307 | Interpretation | 69965-2 | Clinical cytogeneticist review:Imp:Pt:XXX:Nar: | Cell Culture without Mitogens followed by Chromosome Analysis
2019-03-07 | COGMF | Acute Myeloid Leukemia (AML), Children's Oncology Group Enrollment Testing, FISH, Varies | 602277 | Interpretation | 69965-2 | Clinical cytogeneticist review:Imp:Pt:XXX:Nar: | Fluorescence In Situ Hybridization (FISH)
2019-03-07 | COGTF | T-Cell Acute Lymphoblastic Leukemia/Lymphoma (ALL), Children's Oncology Group Enrollment Testing, FISH, Varies | 602287 | Interpretation | 69965-2 | Clinical cytogeneticist review:Imp:Pt:XXX:Nar: | Fluorescence In Situ Hybridization (FISH)
2019-03-07 | FOXOF | Alveolar Rhabdomyosarcoma (ARMS), 13q14 (FOXO1 or FKHR) Rearrangement, FISH, Tissue | 52213 | Interpretation | 69965-2 | Clinical cytogeneticist review:Imp:Pt:XXX:Nar: | Fluorescence In Situ Hybridization (FISH)
2019-03-07 | PLASF | Plasma Cell Proliferative Disorder, FISH, Tissue | 52221 | Interpretation | 69965-2 | Clinical cytogeneticist review:Imp:Pt:XXX:Nar: | Fluorescence In Situ Hybridization (FISH)
2019-03-07 | CYPZ | 21-Hydroxylase Gene, CYP21A2, Full Gene Analysis, Varies | 37490 | Interpretation | 69047-9 | Geneticist review:Imp:Pt:XXX:Nar: | Polymerase Chain Reaction (PCR) Amplification followed by DNA Sequence Analysis and Gene Dosage Analysis by Multiplex Ligation-Dependent Probe Amplification (MLPA)
2019-03-07 | SP142 | Programmed Death-Ligand 1 (PD-L1) (SP142), Semi-Quantitative Immunohistochemistry, Manual | 603772 | Report electronically signed by | 19139-5 | Pathologist name:Pn:Pt:Provider:Nom: | Immunohistochemistry (IHC)
2019-03-07 | SP142 | Programmed Death-Ligand 1 (PD-L1) (SP142), Semi-Quantitative Immunohistochemistry, Manual | 603773 | Material Received | 81178-6 | Tissue block description and site:Desc:Pt:Specimen:Nar: | Immunohistochemistry (IHC)
2019-03-07 | SP142 | Programmed Death-Ligand 1 (PD-L1) (SP142), Semi-Quantitative Immunohistochemistry, Manual | 603774 | Disclaimer | 62364-5 | Test performance information:Find:Pt:XXX:Nar: | Immunohistochemistry (IHC)
2019-03-07 | SP142 | Programmed Death-Ligand 1 (PD-L1) (SP142), Semi-Quantitative Immunohistochemistry, Manual | 603775 | Case Number | 80398-1 | Unique identifier:ID:Pt:Current sample:Nom: | Immunohistochemistry (IHC)
2019-03-07 | 22C3 | Programmed Death-Ligand 1 (PD-L1) (22C3), Semi-Quantitative Immunohistochemistry, Manual | 603765 | Report electronically signed by | 19139-5 | Pathologist name:Pn:Pt:Provider:Nom: | Immunohistochemistry (IHC)
2019-03-07 | 22C3 | Programmed Death-Ligand 1 (PD-L1) (22C3), Semi-Quantitative Immunohistochemistry, Manual | 603766 | Material Received | 81178-6 | Tissue block description and site:Desc:Pt:Specimen:Nar: | Immunohistochemistry (IHC)
2019-03-07 | 22C3 | Programmed Death-Ligand 1 (PD-L1) (22C3), Semi-Quantitative Immunohistochemistry, Manual | 603767 | Disclaimer | 62364-5 | Test performance information:Find:Pt:XXX:Nar: | Immunohistochemistry (IHC)
2019-03-07 | 22C3 | Programmed Death-Ligand 1 (PD-L1) (22C3), Semi-Quantitative Immunohistochemistry, Manual | 603768 | Case Number | 80398-1 | Unique identifier:ID:Pt:Current sample:Nom: | Immunohistochemistry (IHC)
2019-03-07 | SP142 | Programmed Death-Ligand 1 (PD-L1) (SP142), Semi-Quantitative Immunohistochemistry, Manual | 603770 | Interpretation | 59465-5 | Pathologist review:Imp:Pt:XXX:Nar: | Immunohistochemistry (IHC)
2019-03-07 | CMAFF | Chromosomal Microarray (CMA) Familial Testing, FISH | 54644 | Nomenclature | 62378-5 | Chromosome copy number change:Type:Pt:Bld/Tiss:Nom:Molgen | Fluorescence In Situ Hybridization (FISH)
2019-03-07 | CMAH | Chromosomal Microarray, Hematologic Disorders, Varies | 54723 | Nomenclature | 62378-5 | Chromosome copy number change:Type:Pt:Bld/Tiss:Nom:Molgen | Chromosomal Microarray (CMA)
2019-03-07 | CMAPT | Chromosomal Microarray, Tumor, Formalin-Fixed Paraffin-Embedded | 54737 | Nomenclature | 62378-5 | Chromosome copy number change:Type:Pt:Bld/Tiss:Nom:Molgen | Chromosomal Microarray (CMA)
2019-03-07 | CMACB | Chromosomal Microarray, Congenital, Blood | 54643 | Nomenclature | 62378-5 | Chromosome copy number change:Type:Pt:Bld/Tiss:Nom:Molgen | Chromosomal Microarray (CMA)
2019-03-05 | CDGN | Congenital Disorders of N-Glycosylation, Serum | BG712 | Reason for Referral | 42349-1 | Reason for referral:Find:Pt:^Patient:Nar: | Matrix-Assisted Laser Desorption/Ionization Time-of-Flight Mass Spectrometry (MALDI-TOF MS)
2019-03-05 | SMN1Z | SMN1 Gene, Full Gene Analysis, Varies | 602758 | Specimen | 31208-2 | Specimen source:Prid:Pt:XXX:Nom: | Polymerase Chain Reaction (PCR) followed by DNA Sequencing
2019-03-05 | H2GE | HER2 Amplification Associated with Gastroesophageal Cancer, FISH, Tissue | 603088 | Specimen | 31208-2 | Specimen source:Prid:Pt:XXX:Nom: | Fluorescence In Situ Hybridization (FISH)
2019-03-05 | SLL | Small Lymphocytic Lymphoma, FISH, Tissue | 603133 | Specimen | 31208-2 | Specimen source:Prid:Pt:XXX:Nom: | Fluorescence In Situ Hybridization (FISH)
2019-03-05 | MBX | Muscle Pathology Consultation | 601767 | Interpretation | 59465-5 | Pathologist review:Imp:Pt:XXX:Nar: | Muscle Biopsy Surgical Pathology Consultation and/or Review of Outside Material
2019-03-05 | PNBX | Peripheral Nerve Pathology Consultation | 601774 | Interpretation | 59465-5 | Pathologist review:Imp:Pt:XXX:Nar: | Nerve Biopsy Surgical Pathology Consultation and Review of Outside Material
2019-03-05 | COGBF | B-Cell Acute Lymphoblastic Leukemia/Lymphoma (ALL), Children's Oncology Group Enrollment Testing, FISH, Varies | 602301 | Source | 31208-2 | Specimen source:Prid:Pt:XXX:Nom: | Fluorescence In Situ Hybridization (FISH)
2019-03-05 | COGBL | Chromosome Analysis, Hematologic Disorders, Children's Oncology Group Enrollment Testing, Blood | 602319 | Source | 31208-2 | Specimen source:Prid:Pt:XXX:Nom: | Cell Culture without Mitogens followed by Chromosome Analysis
2019-03-05 | COGBM | Chromosome Analysis, Hematologic Disorders, Children's Oncology Group Enrollment Testing, Bone Marrow | 602310 | Source | 31208-2 | Specimen source:Prid:Pt:XXX:Nom: | Cell Culture without Mitogens followed by Chromosome Analysis
2019-03-05 | COGMF | Acute Myeloid Leukemia (AML), Children's Oncology Group Enrollment Testing, FISH, Varies | 602281 | Source | 31208-2 | Specimen source:Prid:Pt:XXX:Nom: | Fluorescence In Situ Hybridization (FISH)
2019-03-05 | COGTF | T-Cell Acute Lymphoblastic Leukemia/Lymphoma (ALL), Children's Oncology Group Enrollment Testing, FISH, Varies | 602291 | Source | 31208-2 | Specimen source:Prid:Pt:XXX:Nom: | Fluorescence In Situ Hybridization (FISH)
2019-03-05 | BRAFB | Cell-Free DNA BRAF V600, Blood | 48046 | Interpretation | 69047-9 | Geneticist review:Imp:Pt:XXX:Nar: | Digital Droplet Polymerase Chain Reaction (ddPCR)
2019-03-04 | FHST | MVista Histoplasma Ag Quantitative EIA | Z1746 | Specimen Type | 31208-2 | Specimen source:Prid:Pt:XXX:Nom: | Quantitative Sandwich Enzyme Immunoassay (EIA)
2019-03-04 | FNEU | Neurotransmitter Metabolites (5HIAA, HVA, 3OMD) (CSF) | Z0851 | Interpretation: | 59462-2 | Clinical biochemist review:Imp:Pt:XXX:Nar: | HPLC-Electrochemistry
2019-03-01 | FPEPA | Gastric Pepsin A Assay | Z3670 | Specimen Type | 31208-2 | Specimen source:Prid:Pt:XXX:Nom: | Enzymatic method
2019-03-01 | TFEBF | Renal Cell Carcinoma, 6p21.1 (TFEB) Rearrangement, FISH, Tissue | 92351 | Interpretation | 69965-2 | Clinical cytogeneticist review:Imp:Pt:XXX:Nar: | Fluorescence In Situ Hybridization (FISH)
2019-03-01 | NR4A3 | NR4A3 (9q22.33) Rearrangement, FISH, Tissue | 92341 | Interpretation | 69965-2 | Clinical cytogeneticist review:Imp:Pt:XXX:Nar: | Fluorescence In Situ Hybridization (FISH)
2019-03-01 | CLOBZ | Clobazam and Metabolite, Serum | 92363 | N-desmethylclobazam | 35107-2 | Norclobazam:MCnc:Pt:Ser/Plas:Qn: | Liquid Chromatography Tandem Mass Spectrometry (LC-MS/MS)
2019-02-28 | NUT1F | NUTM1 (15q14) Rearrangement, FISH, Tissue | 92328 | Tissue ID | 80398-1 | Unique identifier:ID:Pt:Current sample:Nom: | Fluorescence In Situ Hybridization (FISH)
2019-02-28 | TFEBF | Renal Cell Carcinoma, 6p21.1 (TFEB) Rearrangement, FISH, Tissue | 92355 | Tissue ID | 80398-1 | Unique identifier:ID:Pt:Current sample:Nom: | Fluorescence In Situ Hybridization (FISH)
2019-02-28 | NR4A3 | NR4A3 (9q22.33) Rearrangement, FISH, Tissue | 92345 | Tissue ID | 80398-1 | Unique identifier:ID:Pt:Current sample:Nom: | Fluorescence In Situ Hybridization (FISH)
2019-02-28 | MASF | Angiosarcoma, MYC (8q24) Amplification, FISH, Tissue | 54612 | Tissue ID | 80398-1 | Unique identifier:ID:Pt:Current sample:Nom: | Fluorescence In Situ Hybridization (FISH)
2019-02-28 | GLIOF | 1p/19q Deletion in Gliomas, FISH, Tissue | 52112 | Tissue ID | 80398-1 | Unique identifier:ID:Pt:Current sample:Nom: | Fluorescence In Situ Hybridization (FISH) Using DNA Probes
2019-02-28 | CMAPT | Chromosomal Microarray, Tumor, Formalin-Fixed Paraffin-Embedded | 54740 | Tissue ID | 80398-1 | Unique identifier:ID:Pt:Current sample:Nom: | Chromosomal Microarray (CMA)
2019-02-28 | LCAF | Lung Cancer, ALK (2p23) Rearrangement, FISH, Tissue | 52120 | Tissue ID | 80398-1 | Unique identifier:ID:Pt:Current sample:Nom: | Fluorescence In Situ Hybridization (FISH)
2019-02-28 | MAMLF | MAML2 (11q21) Rearrangement, Mucoepidermoid Carcinoma (MEC), FISH, Tissue | 54695 | Tissue ID | 80398-1 | Unique identifier:ID:Pt:Current sample:Nom: | Fluorescence In Situ Hybridization (FISH)
2019-02-28 | MDM2F | MDM2 (12q15) Amplification, Well-Differentiated Liposarcoma/Atypical Lipomatous Tumor, FISH, Tissue | 54687 | Tissue ID | 80398-1 | Unique identifier:ID:Pt:Current sample:Nom: | Fluorescence In Situ Hybridization (FISH)
2019-02-28 | ML1HM | MLH1 Hypermethylation Analysis, Tumor | 54447 | Tissue ID | 80398-1 | Unique identifier:ID:Pt:Current sample:Nom: | Polymerase Chain Reaction (PCR)
2019-02-28 | PDGF | PDGFB (22q13), Dermatofibrosarcoma Protuberans/Giant Cell Fibroblastoma, FISH, Tissue | 54703 | Tissue ID | 80398-1 | Unique identifier:ID:Pt:Current sample:Nom: | Fluorescence In Situ Hybridization (FISH)
2019-02-28 | PLASF | Plasma Cell Proliferative Disorder, FISH, Tissue | 52224 | Tissue ID | 80398-1 | Unique identifier:ID:Pt:Current sample:Nom: | Fluorescence In Situ Hybridization (FISH)
2019-02-28 | SCTF | Sex Chromosome Determination, FISH, Tissue | 52081 | Tissue ID | 80398-1 | Unique identifier:ID:Pt:Current sample:Nom: | Fluorescence In Situ Hybridization (FISH)
2019-02-28 | SGTF | MYB (6q23) Rearrangement FISH, Tissue | 54621 | Tissue ID | 80398-1 | Unique identifier:ID:Pt:Current sample:Nom: | Fluorescence In Situ Hybridization (FISH)
2019-02-28 | SS18F | Synovial Sarcoma (SS), 18q11.2 (SS18 or SYT) Rearrangement, FISH, Tissue | 52136 | Tissue ID | 80398-1 | Unique identifier:ID:Pt:Current sample:Nom: | Fluorescence In Situ Hybridization (FISH)
2019-02-28 | TFE3F | Alveolar Soft Part Sarcoma (ASPS)/Renal Cell Carcinoma (RCC), Xp11.23 (TFE3), FISH, Tissue | 52096 | Tissue ID | 80398-1 | Unique identifier:ID:Pt:Current sample:Nom: | Fluorescence In Situ Hybridization (FISH)
2019-02-28 | USPF | USP6 (17p13), Aneurysmal Bone Cyst and Nodular Fasciitis, FISH, Tissue | 54711 | Tissue ID | 80398-1 | Unique identifier:ID:Pt:Current sample:Nom: | Fluorescence In Situ Hybridization (FISH)
2019-02-28 | NONCP | Neuro-Oncology Expanded Gene Panel with Rearrangement, Tumor | 603054 | Tissue ID | 80398-1 | Unique identifier:ID:Pt:Current sample:Nom: | Sequence Capture and Targeted Polymerase Chain Reaction (PCR)-Based Next-Generation Sequencing (NGS)
2019-02-28 | DDITF | Myxoid/Round Cell Liposarcoma, 12q13 (DDIT3 or CHOP) Rearrangement, FISH, Tissue | 52160 | Tissue ID | 80398-1 | Unique identifier:ID:Pt:Current sample:Nom: | Fluorescence In Situ Hybridization (FISH)
2019-02-28 | ESTUF | Endometrial Stromal Tumors (EST), 7p15 (JAZF1), 6p21.32 (PHF1), 17p13.3 (YWHAE) Rearrangement, FISH, Tissue | 52152 | Tissue ID | 80398-1 | Unique identifier:ID:Pt:Current sample:Nom: | Fluorescence In Situ Hybridization (FISH)
2019-02-28 | EWSF | Ewing Sarcoma, 22q12 (EWSR1) Rearrangement, FISH, Tissue | 52192 | Tissue ID | 80398-1 | Unique identifier:ID:Pt:Current sample:Nom: | Fluorescence In Situ Hybridization (FISH)
2019-02-28 | FOXOF | Alveolar Rhabdomyosarcoma (ARMS), 13q14 (FOXO1 or FKHR) Rearrangement, FISH, Tissue | 52216 | Tissue ID | 80398-1 | Unique identifier:ID:Pt:Current sample:Nom: | Fluorescence In Situ Hybridization (FISH)
2019-02-28 | FUSF | Low-Grade Fibromyxoid Sarcoma (LGFMS), 16p11.2 (FUS or TLS) Rearrangement, FISH, Tissue | 52232 | Tissue ID | 80398-1 | Unique identifier:ID:Pt:Current sample:Nom: | Fluorescence In Situ Hybridization (FISH)
2019-02-28 | IHC | Mismatch Repair (MMR) Protein Immunohistochemistry Only, Tumor | 54444 | Tissue ID | 80398-1 | Unique identifier:ID:Pt:Current sample:Nom: | Immunohistochemistry (IHC)
2019-02-28 | IMTF | Inflammatory Myofibroblastic Tumors (IMT), 2p23 (ALK) Rearrangement, FISH, Tissue | 52176 | Tissue ID | 80398-1 | Unique identifier:ID:Pt:Current sample:Nom: | Fluorescence In Situ Hybridization (FISH)
2019-02-28 | MISCF | Miscellaneous Studies Using Chromosome-Specific Probes, FISH | 52168 | Tissue ID | 80398-1 | Unique identifier:ID:Pt:Current sample:Nom: | Fluorescence In Situ Hybridization (FISH)
2019-02-28 | MSTF | Myeloid Sarcoma, FISH, Tissue | 52088 | Tissue ID | 80398-1 | Unique identifier:ID:Pt:Current sample:Nom: | Fluorescence In Situ Hybridization (FISH)
2019-02-28 | RETF | Lung Cancer, RET (10q11) Rearrangement, FISH, Tissue | 52248 | Tissue ID | 80398-1 | Unique identifier:ID:Pt:Current sample:Nom: | Fluorescence In Situ Hybridization (FISH)
2019-02-28 | ROS1F | Lung Cancer, ROS1 (6q22) Rearrangement, FISH, Tissue | 52240 | Tissue ID | 80398-1 | Unique identifier:ID:Pt:Current sample:Nom: | Fluorescence In Situ Hybridization (FISH)
2019-02-28 | FGF1F | FGFR1 (8p11.2) Amplification, FISH, Tissue | 55219 | Tissue ID | 80398-1 | Unique identifier:ID:Pt:Current sample:Nom: | Fluorescence In Situ Hybridization (FISH)
2019-02-28 | METF | MET (7q31), FISH, Tissue | 55209 | Tissue ID | 80398-1 | Unique identifier:ID:Pt:Current sample:Nom: | Fluorescence In Situ Hybridization (FISH)
2019-02-28 | MGMT | MGMT Promoter Methylation, Tumor | 36740 | Tissue ID | 80398-1 | Unique identifier:ID:Pt:Current sample:Nom: | Methylation-Specific Polymerase Chain Reaction (PCR) Analysis
2019-02-28 | GCTF | Germ Cell Tumor (GCT), Isochromosome 12p, FISH, Tissue | 52055 | Tissue ID | 80398-1 | Unique identifier:ID:Pt:Current sample:Nom: | Fluorescence In Situ Hybridization (FISH)
2019-02-28 | FGFR2 | FGFR2 (10q26.1) Rearrangement, FISH, Tissue | 38100 | Tissue ID | 80398-1 | Unique identifier:ID:Pt:Current sample:Nom: | Fluorescence In Situ Hybridization (FISH)
2019-02-28 | PRKAF | Fibrolamellar Carcinoma, 19p13.1 (PRKACA) Rearrangement, FISH, Tissue | 40675 | Tissue ID | 80398-1 | Unique identifier:ID:Pt:Current sample:Nom: | Fluorescence In Situ Hybridization (FISH)
2019-02-28 | CMAMT | Chromosomal Microarray, Autopsy/Products of Conception/Stillbirth, Tissue | 44012 | Tissue ID | 80398-1 | Unique identifier:ID:Pt:Current sample:Nom: | Chromosomal Microarray (CMA)
2019-02-28 | ETV6F | ETV6 (12p13.2) Rearrangement, FISH, Tissue | 46843 | Tissue ID | 80398-1 | Unique identifier:ID:Pt:Current sample:Nom: | Fluorescence In Situ Hybridization (FISH)
2019-02-28 | TLBLF | T-Lymphoblastic Leukemia/Lymphoma, FISH, Tissue | 113472 | Tissue ID | 80398-1 | Unique identifier:ID:Pt:Current sample:Nom: | Fluorescence In Situ Hybridization (FISH)
2019-02-28 | BLYM | B-Cell Lymphoma, FISH, Tissue | 603067 | Specimen | 31208-2 | Specimen source:Prid:Pt:XXX:Nom: | Fluorescence In Situ Hybridization (FISH)
2019-02-28 | H2BR | HER2 Amplification Associated with Breast Cancer, FISH, Tissue | 603077 | Specimen | 31208-2 | Specimen source:Prid:Pt:XXX:Nom: | Fluorescence In Situ Hybridization (FISH)
2019-02-28 | H2MT | HER2 Amplification, Miscellaneous Tumor, FISH, Tissue | 603099 | Specimen | 31208-2 | Specimen source:Prid:Pt:XXX:Nom: | Fluorescence In Situ Hybridization (FISH)
2019-02-28 | H2BR | HER2 Amplification Associated with Breast Cancer, FISH, Tissue | 603079 | Tissue ID | 80398-1 | Unique identifier:ID:Pt:Current sample:Nom: | Fluorescence In Situ Hybridization (FISH)
2019-02-28 | H2GE | HER2 Amplification Associated with Gastroesophageal Cancer, FISH, Tissue | 603090 | Tissue ID | 80398-1 | Unique identifier:ID:Pt:Current sample:Nom: | Fluorescence In Situ Hybridization (FISH)
2019-02-28 | H2MT | HER2 Amplification, Miscellaneous Tumor, FISH, Tissue | 603101 | Tissue ID | 80398-1 | Unique identifier:ID:Pt:Current sample:Nom: | Fluorescence In Situ Hybridization (FISH)
2019-02-28 | SLL | Small Lymphocytic Lymphoma, FISH, Tissue | 603135 | Tissue ID | 80398-1 | Unique identifier:ID:Pt:Current sample:Nom: | Fluorescence In Situ Hybridization (FISH)
2019-02-28 | TLYM | T-Cell Lymphoma, FISH, Tissue | 603146 | Tissue ID | 80398-1 | Unique identifier:ID:Pt:Current sample:Nom: | Fluorescence In Situ Hybridization (FISH)
2019-02-28 | BLYM | B-Cell Lymphoma, FISH, Tissue | 603068 | Source | 85298-8 | Body structure included in specimen:Anat:Pt:Specimen:Nom: | Fluorescence In Situ Hybridization (FISH)
2019-02-28 | BLYM | B-Cell Lymphoma, FISH, Tissue | 603069 | Tissue ID | 80398-1 | Unique identifier:ID:Pt:Current sample:Nom: | Fluorescence In Situ Hybridization (FISH)
2019-02-28 | FGAGM | Ganglioside (Asialo-GM1, GM1, GM2, GD1a, GD1b, and GQ1b) Antibodies | Z4245 | Asialo-GM1 Antibodies, IgG-IgM | 88723-2 | Asialoganglioside GM1 Ab.IgG+IgM:ACnc:Pt:Ser:Qn:IA | Semi-Quantitative Enzyme-Linked Immunosorbent Assay
2019-02-28 | FGAGM | Ganglioside (Asialo-GM1, GM1, GM2, GD1a, GD1b, and GQ1b) Antibodies | Z4247 | GM2 Antibodies, IgG-IgM | 88731-5 | Ganglioside GM2 Ab.IgG+IgM:ACnc:Pt:Ser:Qn:IA | Semi-Quantitative Enzyme-Linked Immunosorbent Assay
2019-02-28 | FGAGM | Ganglioside (Asialo-GM1, GM1, GM2, GD1a, GD1b, and GQ1b) Antibodies | Z4248 | GD1a Antibodies, IgG-IgM | 88724-0 | Ganglioside GD1a Ab.IgG+IgM:ACnc:Pt:Ser:Qn:IA | Semi-Quantitative Enzyme-Linked Immunosorbent Assay
2019-02-28 | FGAGM | Ganglioside (Asialo-GM1, GM1, GM2, GD1a, GD1b, and GQ1b) Antibodies | Z4249 | GD1b Antibodies, IgG-IgM | 88730-7 | Ganglioside GD1b Ab.IgG+IgM:ACnc:Pt:Ser:Qn:IA | Semi-Quantitative Enzyme-Linked Immunosorbent Assay
2019-02-26 | FQPPS | Porphyrins, Feces | 81652 | Interpretation (FQPPS) | 59462-2 | Clinical biochemist review:Imp:Pt:XXX:Nar: | High-Performance Liquid Chromatography (HPLC)
2019-02-26 | PTP | Porphyrins, Total, Plasma | 33869 | Interpretation | 59462-2 | Clinical biochemist review:Imp:Pt:XXX:Nar: | PTP: Extraction and Scanning Spectrofluorometry PFP: High-Performance Liquid Chromatography (HPLC)
2019-02-21 | FADDS | Antidepressant Drug Screen, Qualitative | Z3422 | Specimen Type | 31208-2 | Specimen source:Prid:Pt:XXX:Nom: | Immunoassay (IA) Liquid Chromatography/Tandem Mass Spectrometry (LC/MS/MS)
2019-02-21 | GIP | Gastrointestinal Pathogen Panel, PCR, Feces | 37088 | Enteroaggregative E. coli (EAEC) | 80349-4 | Escherichia coli enteroaggregative pAA plasmid aggR+aatA genes:PrThr:Pt:Stool:Ord:Non-probe.amp.tar | Multiplex Polymerase Chain Reaction (PCR)
2019-02-21 | GIP | Gastrointestinal Pathogen Panel, PCR, Feces | 37089 | Enteropathogenic E. coli (EPEC) | 80348-6 | Escherichia coli enteropathogenic eae gene:PrThr:Pt:Stool:Ord:Non-probe.amp.tar | Multiplex Polymerase Chain Reaction (PCR)
2019-02-21 | GIP | Gastrointestinal Pathogen Panel, PCR, Feces | 37093 | Shigella/Enteroinvasive E. coli | 80350-2 | Shigella species+EIEC invasion plasmid antigen H (ipaH) gene:PrThr:Pt:Stool:Ord:Non-probe.amp.tar | Multiplex Polymerase Chain Reaction (PCR)
2019-02-13 | PKUBS | Phenylalanine and Tyrosine, Blood Spot | 92406 | Tyrosine, BS | 35571-9 | Tyrosine:SCnc:Pt:Bld.dot:Qn: | Liquid Chromatography Tandem Mass Spectrometry (LC-MS/MS)
2019-02-13 | PKUBS | Phenylalanine and Tyrosine, Blood Spot | 92405 | Phenylalanine, BS | 29573-3 | Phenylalanine:SCnc:Pt:Bld.dot:Qn: | Liquid Chromatography Tandem Mass Spectrometry (LC-MS/MS)
2019-02-12 | BILAO | Biliary Tract Malignancy, FISH, Varies | MC032 | Clinical History | 22636-5 | Path report.relevant Hx:Find:Pt:Specimen:Nar: | Fluorescence In Situ Hybridization (FISH)
2019-02-12 | AST | Aspartate Aminotransferase (AST) (GOT), Serum | AST | Aspartate Aminotransferase (AST), S | 30239-8 | Aspartate aminotransferase:CCnc:Pt:Ser/Plas:Qn:With P-5'-P | Photometric Rate, L-Aspartate with Pyridoxyl-5-Phosphate
2019-02-12 | LIVPR | Liver Profile, Serum | AST | Aspartate Aminotransferase (AST), S | 30239-8 | Aspartate aminotransferase:CCnc:Pt:Ser/Plas:Qn:With P-5'-P | BILIT: Photometric, Diazonium Salt BILID: Photometric, Diazotized Sulfanilic Acid AST: Photometric Rate, L-Aspartate with Pyridoxyl-5-Phosphate ALT: Photometric Rate, L-Alanine with Pyridoxal-5-Phosphate ALP: Photometric, p-Nitrophenol Phosphate ALB: Photometric, Bromcresol Green TP: Colorimetric, Biuret
2019-02-11 | FLEVA | Levamisole, Urine | Z3537 | Levamisole | 59295-6 | Levamisole:MCnc:Pt:Urine:Qn: | High Performance Liquid Chromatography/Tandem Mass Spectrometry (LC-MS/MS)
2019-02-08 | NMRLP | Nuclear Magnetic Resonance Lipoprotein Profile, Serum | 606167 | LDL Particles, S | 54434-6 | Lipoprotein.beta.subparticle:SCnc:Pt:Ser/Plas:Qn: | Nuclear Magnetic Resonance (NMR)
2019-02-08 | NMRLP | Nuclear Magnetic Resonance Lipoprotein Profile, Serum | 606168 | HDL Particles, S | 49748-7 | Lipoprotein.alpha:SCnc:Pt:Ser/Plas:Qn: | Nuclear Magnetic Resonance (NMR)
2019-02-08 | NMRLP | Nuclear Magnetic Resonance Lipoprotein Profile, Serum | 606169 | LDL Cholesterol (NMR), S | 2089-1 | Cholesterol.in LDL:MCnc:Pt:Ser/Plas:Qn: | Nuclear Magnetic Resonance (NMR)
2019-02-06 | ALBSF | Albumin, Spinal Fluid | ALBSF | Albumin, CSF | 1746-7 | Albumin:MCnc:Pt:CSF:Qn: | Nephelometry
2019-02-06 | CHIKC | Chikungunya Virus, PCR, Molecular Detection, Spinal Fluid | 603832 | Chikungunya Virus, PCR, CSF | 81153-9 | Chikungunya virus non-structural protein 1 (nsP1) RNA:PrThr:Pt:CSF:Ord:Probe.amp.tar | Real-Time Reverse Transcription Polymerase Chain Reaction (RT-PCR)/DNA Probe Hybridization
2019-02-06 | CHIKS | Chikungunya Virus, PCR, Molecular Detection, Serum | 603833 | Chikungunya Virus, PCR, Serum | 81152-1 | Chikungunya virus non-structural protein 1 (nsP1) RNA:PrThr:Pt:Ser:Ord:Probe.amp.tar | Real-Time Reverse Transcription Polymerase Chain Reaction (PCR)/DNA Probe Hybridization
2019-01-31 | PTEM | Platelet Transmission Electron Microscopic Study, Whole Blood | CK110 | Interpretation | 59466-3 | Hematologist review:Imp:Pt:XXX:Nar: | Transmission Electron Microscopy
2019-01-30 | LGBBS | Globotriaosylsphingosine, Blood Spot | BA4368 | Interpretation (LGBBS) | 59462-2 | Clinical biochemist review:Imp:Pt:XXX:Nar: | Liquid Chromatography Tandem Mass Spectrometry (LC-MS/MS)
2019-01-24 | LYME | Lyme Disease Serology, Serum | LYME | Lyme Disease Serology, S | 20449-5 | Borrelia burgdorferi Ab:PrThr:Pt:Ser:Ord:IA | Enzyme-Linked Immunosorbent Assay (ELISA)
2019-01-24 | SYPHT | Syphilis Total Antibody with Reflex, Serum | SYPHT | Syphilis Total Ab w/ Reflex, S | 47236-5 | Treponema pallidum Ab.IgG+IgM:PrThr:Pt:Ser:Ord:IA | SYPHT: Multiplex Flow Immunoassay RRPRQ, RRPRS: Flocculation/Agglutination RTPPA: Particle Agglutination
2019-01-23 | PSHIV | HIV-1 RNA Patient Source, Plasma | 65819 | HIV-1 RNA Pt Source, P | 70241-5 | HIV 1 RNA:NCnc:Pt:Plas:Qn:Probe.amp.tar detection limit = 20 copies/mL | Real-Time Reverse Transcription-Polymerase Chain Reaction (RT-PCR)
2019-01-21 | NGSFX | Reanalysis of Acute Myeloid Leukemia 4- or 11- Gene Panels, Additional Genes | 601693 | NGSFX Panel Gene List | 36908-2 | Gene mutations tested for:Prid:Pt:Bld/Tiss:Nom:Molgen | Only orderable as a reflex. For more information, see: -NGAMT / Acute Myeloid Leukemia, Therapeutic Gene Mutation Panel (FLT3, IDH1, IDH2, TP53) Next-Generation Sequencing, Varies -NGAML / Acute Myeloid Leukemia, 11-Gene Panel, Varies. Next-Generation Sequencing (NGS)
2019-01-15 | SEQA | Sequential Maternal Screening, Part 1, Serum | PTNTA | Patient or father of baby has a NTD | 53827-2 | Neural tube defect:Hx:Pt:^Patient:Ord: | Immunoenzymatic Assay
2019-01-15 | SEQB | Sequential Maternal Screening, Part 2, Serum | 601810 | Patient or father of baby has a NTD | 53827-2 | Neural tube defect:Hx:Pt:^Patient:Ord: | Immunoenzymatic Assay
2019-01-10 | CDG | Carbohydrate Deficient Transferrin for Congenital Disorders of Glycosylation, Serum | 34474 | Tri-sialo/Di-oligo Ratio | 90420-1 | Transferrin.carbohydrate deficient.trisialo/Transferrin.carbohydrate deficient.tetrasialo:MRto:Pt:Ser/Plas:Qn: | Affinity Chromatography-Mass Spectrometry (MS)
2019-01-07 | SEQA | Sequential Maternal Screening, Part 1, Serum | SONO1 | Sonographer Reviewer ID | 49089-6 | Sonographer:ID:Pt:^Patient:Nom: | Immunoenzymatic Assay
2019-01-07 | SEQA | Sequential Maternal Screening, Part 1, Serum | SONOM | Sonographer Name | 49088-8 | Sonographer name:Pn:Pt:^Patient:Nom: | Immunoenzymatic Assay
2019-01-07 | SEQB | Sequential Maternal Screening, Part 2, Serum | 601803 | Sonographer Name | 49088-8 | Sonographer name:Pn:Pt:^Patient:Nom: | Immunoenzymatic Assay
2019-01-07 | SEQB | Sequential Maternal Screening, Part 2, Serum | 601812 | Sonographer Reviewer ID | 49089-6 | Sonographer:ID:Pt:^Patient:Nom: | Immunoenzymatic Assay
2019-01-07 | 1STT1 | First Trimester Maternal Screen, Serum | DRPH1 | Physician Phone Number | 68340-9 | Attending physician phone number:Tele:Pt:Provider:Nom: | Immunoenzymatic Assay
2019-01-07 | SEQA | Sequential Maternal Screening, Part 1, Serum | DRPH2 | Physician Phone Number | 68340-9 | Attending physician phone number:Tele:Pt:Provider:Nom: | Immunoenzymatic Assay
2019-01-07 | SEQB | Sequential Maternal Screening, Part 2, Serum | 601804 | Physician Phone Number | 68340-9 | Attending physician phone number:Tele:Pt:Provider:Nom: | Immunoenzymatic Assay
2019-01-07 | ACRN | Acylcarnitines, Quantitative, Plasma | 36505 | Phenylacetylcarnitine | 90237-9 | Phenylacetylcarnitine (PheC2):SCnc:Pt:Ser/Plas:Qn: | Flow Injection Analysis-Tandem Mass Spectrometry (FIA-MS/MS)
2019-01-07 | ACRN | Acylcarnitines, Quantitative, Plasma | 36506 | Salicylcarnitine | 90238-7 | Salicylcarnitine:SCnc:Pt:Ser/Plas:Qn: | Flow Injection Analysis-Tandem Mass Spectrometry (FIA-MS/MS)
2019-01-03 | HBNTP | Hepatitis B Virus Surface Antigen Confirmation, Prenatal, Serum | HBNTP | HBs Ag Confirmation Prenatal, S | 7905-3 | Hepatitis B virus surface Ag:PrThr:Pt:Ser/Plas:Ord:Neut | Only orderable as a reflex. For more information see HBAGP / Hepatitis B Virus Surface Antigen Prenatal, Serum. Electrochemiluminescence Immunoassay (ECLIA)
2018-12-31 | LLTOF | Leukemia and Lymphoma Phenotyping, Technical Only, Varies | CK071 | Flow Cytometry | 69052-9 | Flow cytometry specialist review:Imp:Pt:XXX:Nar: | Immunophenotyping
2018-12-26 | 3MT | 3-Methoxytyramine, 24 Hour, Urine | 65157 | 3-Methoxytyramine, U | 32618-1 | 3-Methoxytyramine:MRat:24H:Urine:Qn: | Liquid Chromatography Tandem Mass Spectrometry (LC-MS/MS)
2018-12-26 | 3MT | 3-Methoxytyramine, 24 Hour, Urine | VL120 | Volume (mL) | 3167-4 | Specimen volume:Vol:24H:Urine:Qn: | Liquid Chromatography Tandem Mass Spectrometry (LC-MS/MS)
2018-12-26 | 3MT | 3-Methoxytyramine, 24 Hour, Urine | TM120 | Collection Duration (h) | 13362-9 | Collection duration:Time:*:Urine:Qn: | Liquid Chromatography Tandem Mass Spectrometry (LC-MS/MS)
2018-12-20 | MPS2Z | Hunter Syndrome, Full Gene Analysis, Varies | 53527 | Result | 82939-0 | Genetic variant details:Find:Pt:Bld/Tiss:Nar:Molgen | Polymerase Chain Reaction (PCR) followed by DNA Sequencing
2018-12-20 | DLL3 | Delta-Like 3 Protein (SP347), Semi-Quantitative Immunohistochemistry, Manual, Tissue | 603337 | Disclaimer | 62364-5 | Test performance information:Find:Pt:XXX:Nar: | Immunohistochemistry (IHC)
2018-12-20 | COGBF | B-Cell Acute Lymphoblastic Leukemia/Lymphoma (ALL), Children's Oncology Group Enrollment Testing, FISH, Varies | 602304 | Disclaimer | 62364-5 | Test performance information:Find:Pt:XXX:Nar: | Fluorescence In Situ Hybridization (FISH)
2018-12-20 | COGTF | T-Cell Acute Lymphoblastic Leukemia/Lymphoma (ALL), Children's Oncology Group Enrollment Testing, FISH, Varies | 602294 | Disclaimer | 62364-5 | Test performance information:Find:Pt:XXX:Nar: | Fluorescence In Situ Hybridization (FISH)
2018-12-20 | COGMF | Acute Myeloid Leukemia (AML), Children's Oncology Group Enrollment Testing, FISH, Varies | 602284 | Disclaimer | 62364-5 | Test performance information:Find:Pt:XXX:Nar: | Fluorescence In Situ Hybridization (FISH)
2018-12-20 | GBAZ | Gaucher Disease, Full Gene Analysis, Varies | 53478 | Result | 82939-0 | Genetic variant details:Find:Pt:Bld/Tiss:Nar:Molgen | Polymerase Chain Reaction (PCR) followed by DNA Sequencing
2018-12-19 | GGUM | Guar Gum, IgE, Serum | GGUM | Guar Gum, IgE | 10933-0 |  | Fluorescence Enzyme Immunoassay (FEIA)
2018-12-19 | FCYTG | Cytomegalovirus IgG Avidity | Z5329 | CMV IgG Avidity Index | 52984-2 | Cytomegalovirus Ab.IgG avidity:Ratio:Pt:Ser/Plas:Qn:IA | Immunoassay
2018-12-17 | NGAMT | MayoComplete Acute Myeloid Leukemia, Therapeutic Gene Mutation Panel (FLT3, IDH1, IDH2, TP53), Next-Generation Sequencing, Varies | 601701 | Clinical Trials | 82786-5 | Identifier:Find:Pt:^Clinical trial protocol:Nom: | Next-Generation Sequencing (NGS)
2018-12-17 | NGSFX | Reanalysis of Acute Myeloid Leukemia 4- or 11- Gene Panels, Additional Genes | 601688 | Clinical Trials | 82786-5 | Identifier:Find:Pt:^Clinical trial protocol:Nom: | Only orderable as a reflex. For more information, see: -NGAMT / Acute Myeloid Leukemia, Therapeutic Gene Mutation Panel (FLT3, IDH1, IDH2, TP53) Next-Generation Sequencing, Varies -NGAML / Acute Myeloid Leukemia, 11-Gene Panel, Varies. Next-Generation Sequencing (NGS)
2018-12-17 | CPAPD | Conventional Smear-Diagnostic, Varies | CY038 | Clinical History | 22636-5 | Path report.relevant Hx:Find:Pt:Specimen:Nar: | Light Microscopy
2018-12-17 | CPAPS | Conventional Smear-Screen, Varies | CY033 | Clinical History | 22636-5 | Path report.relevant Hx:Find:Pt:Specimen:Nar: | Light Microscopy
2018-12-17 | CTFNA | Cytology Fine-Needle Aspiration, Varies | CY055 | Clinical History | 22636-5 | Path report.relevant Hx:Find:Pt:Specimen:Nar: | Light Microscopy
2018-12-17 | CYTNG | Cytology Non-Gynecologic, Varies | CY059 | Clinical History | 22636-5 | Path report.relevant Hx:Find:Pt:Specimen:Nar: | Light Microscopy
2018-12-17 | DTHPV | ThinPrep Diagnostic with Human Papillomavirus (HPV) Reflex, Varies | CY013 | Clinical History | 22636-5 | Path report.relevant Hx:Find:Pt:Specimen:Nar: | Light Microscopy/Real-Time Polymerase Chain Reaction (PCR)
2018-12-17 | STHPV | ThinPrep Screen with Human Papillomavirus (HPV) Reflex, Varies | CY018 | Clinical History | 22636-5 | Path report.relevant Hx:Find:Pt:Specimen:Nar: | Light Microscopy/Real-Time Polymerase Chain Reaction (PCR)
2018-12-17 | TPRPD | ThinPrep Diagnostic, Varies | CY023 | Clinical History | 22636-5 | Path report.relevant Hx:Find:Pt:Specimen:Nar: | ThinPrep Pap Cytology Screening by Light Microscopy
2018-12-17 | TPRPS | ThinPrep Screen, Varies | CY028 | Clinical History | 22636-5 | Path report.relevant Hx:Find:Pt:Specimen:Nar: | ThinPrep Pap Cytology Screening by Light Microscopy
2018-12-17 | DTPCO | ThinPrep with Human Papillomavirus (HPV) Co-Test-Diagnostic, Varies | CY003 | Clinical History | 22636-5 | Path report.relevant Hx:Find:Pt:Specimen:Nar: | ThinPrep Pap Cytology Screening by Light Microscopy/Real-Time Polymerase Chain Reaction
2018-12-17 | STPCO | ThinPrep with Human Papillomavirus (HPV) Co-Test-Screen, Varies | CY008 | Clinical History | 22636-5 | Path report.relevant Hx:Find:Pt:Specimen:Nar: | Light / Real-Time Polymerase Chain Reaction
2018-12-11 | CSFME | Meningitis/Encephalitis Pathogen Panel, PCR, Spinal Fluid | 605190 | Interpretation | 59464-8 | Microbiologist review:Imp:Pt:XXX:Nar: | Multiplex Polymerase Chain Reaction (PCR)
2018-12-10 | HEPTP | Heparin Anti-Xa, Plasma | HEPTP | Heparin Anti-Xa, P | 3274-8 | Heparin.unfractionated:ACnc:Pt:PPP:Qn:Chromo | Chromogenic Method
2018-12-07 | CDGN | Congenital Disorders of N-Glycosylation, Serum | 602576 | Reviewed By | 18771-6 | Provider.signing name:Pn:Pt:Report:Nom: | Matrix-Assisted Laser Desorption/Ionization Time-of-Flight Mass Spectrometry (MALDI-TOF MS)
2018-12-07 | SLL | Small Lymphocytic Lymphoma, FISH, Tissue | 603129 | Result Summary | 50397-9 | Molecular diagnostic overall interpretation:PrThr:Pt:Bld/Tiss:Ord:Molgen | Fluorescence In Situ Hybridization (FISH)
2018-12-07 | TLYM | T-Cell Lymphoma, FISH, Tissue | 603140 | Result Summary | 50397-9 | Molecular diagnostic overall interpretation:PrThr:Pt:Bld/Tiss:Ord:Molgen | Fluorescence In Situ Hybridization (FISH)
2018-12-07 | BLYM | B-Cell Lymphoma, FISH, Tissue | 603063 | Result Summary | 50397-9 | Molecular diagnostic overall interpretation:PrThr:Pt:Bld/Tiss:Ord:Molgen | Fluorescence In Situ Hybridization (FISH)
2018-12-07 | H2BR | HER2 Amplification Associated with Breast Cancer, FISH, Tissue | 603074 | Result Summary | 50397-9 | Molecular diagnostic overall interpretation:PrThr:Pt:Bld/Tiss:Ord:Molgen | Fluorescence In Situ Hybridization (FISH)
2018-12-07 | H2GE | HER2 Amplification Associated with Gastroesophageal Cancer, FISH, Tissue | 603085 | Result Summary | 50397-9 | Molecular diagnostic overall interpretation:PrThr:Pt:Bld/Tiss:Ord:Molgen | Fluorescence In Situ Hybridization (FISH)
2018-12-07 | H2MT | HER2 Amplification, Miscellaneous Tumor, FISH, Tissue | 603096 | Result Summary | 50397-9 | Molecular diagnostic overall interpretation:PrThr:Pt:Bld/Tiss:Ord:Molgen | Fluorescence In Situ Hybridization (FISH)
2018-12-07 | COGBF | B-Cell Acute Lymphoblastic Leukemia/Lymphoma (ALL), Children's Oncology Group Enrollment Testing, FISH, Varies | 602296 | Result Summary | 50397-9 | Molecular diagnostic overall interpretation:PrThr:Pt:Bld/Tiss:Ord:Molgen | Fluorescence In Situ Hybridization (FISH)
2018-12-07 | COGBL | Chromosome Analysis, Hematologic Disorders, Children's Oncology Group Enrollment Testing, Blood | 602315 | Result Summary | 50397-9 | Molecular diagnostic overall interpretation:PrThr:Pt:Bld/Tiss:Ord:Molgen | Cell Culture without Mitogens followed by Chromosome Analysis
2018-12-07 | COGBM | Chromosome Analysis, Hematologic Disorders, Children's Oncology Group Enrollment Testing, Bone Marrow | 602306 | Result Summary | 50397-9 | Molecular diagnostic overall interpretation:PrThr:Pt:Bld/Tiss:Ord:Molgen | Cell Culture without Mitogens followed by Chromosome Analysis
2018-12-07 | COGTF | T-Cell Acute Lymphoblastic Leukemia/Lymphoma (ALL), Children's Oncology Group Enrollment Testing, FISH, Varies | 602286 | Result Summary | 50397-9 | Molecular diagnostic overall interpretation:PrThr:Pt:Bld/Tiss:Ord:Molgen | Fluorescence In Situ Hybridization (FISH)
2018-12-07 | COGMF | Acute Myeloid Leukemia (AML), Children's Oncology Group Enrollment Testing, FISH, Varies | 602276 | Result Summary | 50397-9 | Molecular diagnostic overall interpretation:PrThr:Pt:Bld/Tiss:Ord:Molgen | Fluorescence In Situ Hybridization (FISH)
2018-12-06 | HOLDF | Hematologic Disorders, Fluorescence In Situ Hybridization (FISH) Hold, Varies | CG791 | Requested FISH Test | 48767-8 | Annotation comment:Imp:Pt:{system}:Nar: | Direct Preparation of Specimen
2018-12-06 | DLL3 | Delta-Like 3 Protein (SP347), Semi-Quantitative Immunohistochemistry, Manual, Tissue | 603335 | Report electronically signed by | 19139-5 | Pathologist name:Pn:Pt:Provider:Nom: | Immunohistochemistry (IHC)
2018-12-06 | SLL | Small Lymphocytic Lymphoma, FISH, Tissue | 603139 | Released By | 18771-6 | Provider.signing name:Pn:Pt:Report:Nom: | Fluorescence In Situ Hybridization (FISH)
2018-12-06 | TLYM | T-Cell Lymphoma, FISH, Tissue | 603150 | Released By | 18771-6 | Provider.signing name:Pn:Pt:Report:Nom: | Fluorescence In Situ Hybridization (FISH)
2018-12-06 | BLYM | B-Cell Lymphoma, FISH, Tissue | 603073 | Released By | 18771-6 | Provider.signing name:Pn:Pt:Report:Nom: | Fluorescence In Situ Hybridization (FISH)
2018-12-06 | H2BR | HER2 Amplification Associated with Breast Cancer, FISH, Tissue | 603084 | Released By | 18771-6 | Provider.signing name:Pn:Pt:Report:Nom: | Fluorescence In Situ Hybridization (FISH)
2018-12-06 | H2GE | HER2 Amplification Associated with Gastroesophageal Cancer, FISH, Tissue | 603095 | Released By | 18771-6 | Provider.signing name:Pn:Pt:Report:Nom: | Fluorescence In Situ Hybridization (FISH)
2018-12-06 | H2MT | HER2 Amplification, Miscellaneous Tumor, FISH, Tissue | 603106 | Released By | 18771-6 | Provider.signing name:Pn:Pt:Report:Nom: | Fluorescence In Situ Hybridization (FISH)
2018-12-06 | COGBF | B-Cell Acute Lymphoblastic Leukemia/Lymphoma (ALL), Children's Oncology Group Enrollment Testing, FISH, Varies | 602305 | Released By | 18771-6 | Provider.signing name:Pn:Pt:Report:Nom: | Fluorescence In Situ Hybridization (FISH)
2018-12-06 | COGBL | Chromosome Analysis, Hematologic Disorders, Children's Oncology Group Enrollment Testing, Blood | 602323 | Released By | 18771-6 | Provider.signing name:Pn:Pt:Report:Nom: | Cell Culture without Mitogens followed by Chromosome Analysis
2018-12-06 | COGBM | Chromosome Analysis, Hematologic Disorders, Children's Oncology Group Enrollment Testing, Bone Marrow | 602314 | Released By | 18771-6 | Provider.signing name:Pn:Pt:Report:Nom: | Cell Culture without Mitogens followed by Chromosome Analysis
2018-12-06 | COGMF | Acute Myeloid Leukemia (AML), Children's Oncology Group Enrollment Testing, FISH, Varies | 602285 | Released By | 18771-6 | Provider.signing name:Pn:Pt:Report:Nom: | Fluorescence In Situ Hybridization (FISH)
2018-12-06 | COGTF | T-Cell Acute Lymphoblastic Leukemia/Lymphoma (ALL), Children's Oncology Group Enrollment Testing, FISH, Varies | 602295 | Released By | 18771-6 | Provider.signing name:Pn:Pt:Report:Nom: | Fluorescence In Situ Hybridization (FISH)
2018-12-05 | COGBF | B-Cell Acute Lymphoblastic Leukemia/Lymphoma (ALL), Children's Oncology Group Enrollment Testing, FISH, Varies | GC019 | Reason for Referral | 42349-1 | Reason for referral:Find:Pt:^Patient:Nar: | Fluorescence In Situ Hybridization (FISH)
2018-12-05 | COGBF | B-Cell Acute Lymphoblastic Leukemia/Lymphoma (ALL), Children's Oncology Group Enrollment Testing, FISH, Varies | GC020 | Specimen | 31208-2 | Specimen source:Prid:Pt:XXX:Nom: | Fluorescence In Situ Hybridization (FISH)
2018-12-05 | COGBL | Chromosome Analysis, Hematologic Disorders, Children's Oncology Group Enrollment Testing, Blood | GC024 | Reason for Referral | 42349-1 | Reason for referral:Find:Pt:^Patient:Nar: | Cell Culture without Mitogens followed by Chromosome Analysis
2018-12-05 | COGBM | Chromosome Analysis, Hematologic Disorders, Children's Oncology Group Enrollment Testing, Bone Marrow | GC022 | Reason for Referral | 42349-1 | Reason for referral:Find:Pt:^Patient:Nar: | Cell Culture without Mitogens followed by Chromosome Analysis
2018-12-05 | COGMF | Acute Myeloid Leukemia (AML), Children's Oncology Group Enrollment Testing, FISH, Varies | GC013 | Reason for Referral | 42349-1 | Reason for referral:Find:Pt:^Patient:Nar: | Fluorescence In Situ Hybridization (FISH)
2018-12-05 | COGMF | Acute Myeloid Leukemia (AML), Children's Oncology Group Enrollment Testing, FISH, Varies | GC014 | Specimen | 31208-2 | Specimen source:Prid:Pt:XXX:Nom: | Fluorescence In Situ Hybridization (FISH)
2018-12-05 | COGTF | T-Cell Acute Lymphoblastic Leukemia/Lymphoma (ALL), Children's Oncology Group Enrollment Testing, FISH, Varies | GC016 | Reason for Referral | 42349-1 | Reason for referral:Find:Pt:^Patient:Nar: | Fluorescence In Situ Hybridization (FISH)
2018-12-05 | COGTF | T-Cell Acute Lymphoblastic Leukemia/Lymphoma (ALL), Children's Oncology Group Enrollment Testing, FISH, Varies | GC017 | Specimen | 31208-2 | Specimen source:Prid:Pt:XXX:Nom: | Fluorescence In Situ Hybridization (FISH)
2018-12-05 | GAPCR | Streptococcus Group A, Molecular Detection, PCR, Throat | GAPCR | Group A Streptococcus PCR, Throat | 60489-2 | Streptococcus pyogenes DNA:PrThr:Pt:Thrt:Ord:Probe.amp.tar | Real-Time Polymerase Chain Reaction (PCR)
2018-12-04 | FORAC | Formic Acid, Serum | Z3538 | Formic Acid | 2292-1 | Formate:MCnc:Pt:Ser/Plas:Qn: | Gas Chromatography/Mass Spectrometry (GC/MS)
2018-11-28 | WEED4 | Weed Panel # 4, Serum | WEED4 | Weed Panel # 4 | 73710-6 | (Ambrosia elatior+Ambrosia psilostachya+Ambrosia trifida) Ab.IgE:ACnc:Pt:Ser:Qn:Multidisk | Fluorescence Enzyme Immunoassay (FEIA)
2018-11-28 | FDP1 | Food Panel #2, Serum | FDP1 | Food Panel 2, IgE | 75005-9 | (Brassica oleracea var capitata+Capsicum annuum+Lycopersicon lycopersicum+Spinacia oleracea) Ab.IgE:ACnc:Pt:Ser:Qn:Multidisk | Fluorescence Enzyme Immunoassay (FEIA)
2018-11-27 | EPIP2 | Epithelia Panel # 2, Serum | EPIP2 | Epithelia Panel # 2 | 71370-1 | (Guinea pig epithelium+Hamster epithelium+Mouse+Rabbit epithelium+Rat) Ab.IgE:ACnc:Pt:Ser:Qn:Multidisk | Fluorescence Enzyme Immunoassay (FEIA)
2018-11-23 | SLL | Small Lymphocytic Lymphoma, FISH, Tissue | 603137 | Additional Information | 48767-8 | Annotation comment:Imp:Pt:{system}:Nar: | Fluorescence In Situ Hybridization (FISH)
2018-11-23 | TLYM | T-Cell Lymphoma, FISH, Tissue | 603148 | Additional Information | 48767-8 | Annotation comment:Imp:Pt:{system}:Nar: | Fluorescence In Situ Hybridization (FISH)
2018-11-23 | BLYM | B-Cell Lymphoma, FISH, Tissue | 603071 | Additional Information | 48767-8 | Annotation comment:Imp:Pt:{system}:Nar: | Fluorescence In Situ Hybridization (FISH)
2018-11-23 | H2BR | HER2 Amplification Associated with Breast Cancer, FISH, Tissue | 603082 | Additional Information | 48767-8 | Annotation comment:Imp:Pt:{system}:Nar: | Fluorescence In Situ Hybridization (FISH)
2018-11-23 | H2GE | HER2 Amplification Associated with Gastroesophageal Cancer, FISH, Tissue | 603093 | Additional Information | 48767-8 | Annotation comment:Imp:Pt:{system}:Nar: | Fluorescence In Situ Hybridization (FISH)
2018-11-23 | H2MT | HER2 Amplification, Miscellaneous Tumor, FISH, Tissue | 603104 | Additional Information | 48767-8 | Annotation comment:Imp:Pt:{system}:Nar: | Fluorescence In Situ Hybridization (FISH)
2018-11-23 | COGBF | B-Cell Acute Lymphoblastic Leukemia/Lymphoma (ALL), Children's Oncology Group Enrollment Testing, FISH, Varies | 602303 | Additional Information | 48767-8 | Annotation comment:Imp:Pt:{system}:Nar: | Fluorescence In Situ Hybridization (FISH)
2018-11-23 | COGBL | Chromosome Analysis, Hematologic Disorders, Children's Oncology Group Enrollment Testing, Blood | 602322 | Additional Information | 48767-8 | Annotation comment:Imp:Pt:{system}:Nar: | Cell Culture without Mitogens followed by Chromosome Analysis
2018-11-23 | COGBM | Chromosome Analysis, Hematologic Disorders, Children's Oncology Group Enrollment Testing, Bone Marrow | 602313 | Additional Information | 48767-8 | Annotation comment:Imp:Pt:{system}:Nar: | Cell Culture without Mitogens followed by Chromosome Analysis
2018-11-23 | COGMF | Acute Myeloid Leukemia (AML), Children's Oncology Group Enrollment Testing, FISH, Varies | 602283 | Additional Information | 48767-8 | Annotation comment:Imp:Pt:{system}:Nar: | Fluorescence In Situ Hybridization (FISH)
2018-11-23 | COGTF | T-Cell Acute Lymphoblastic Leukemia/Lymphoma (ALL), Children's Oncology Group Enrollment Testing, FISH, Varies | 602293 | Additional Information | 48767-8 | Annotation comment:Imp:Pt:{system}:Nar: | Fluorescence In Situ Hybridization (FISH)
2018-11-23 | MBX | Muscle Pathology Consultation | 601771 | Addendum | 35265-8 | Path report.addendum:Find:Pt:Specimen:Nar: | Muscle Biopsy Surgical Pathology Consultation and/or Review of Outside Material
2018-11-23 | PNBX | Peripheral Nerve Pathology Consultation | 601777 | Addendum | 35265-8 | Path report.addendum:Find:Pt:Specimen:Nar: | Nerve Biopsy Surgical Pathology Consultation and Review of Outside Material
2018-11-23 | SPBX | Epidermal Nerve Fiber Density Consultation, Varies | 601793 | Addendum | 35265-8 | Path report.addendum:Find:Pt:Specimen:Nar: | Calculation of Epidermal Nerve Fiber Density
2018-11-22 | 1STT1 | First Trimester Maternal Screen, Serum | SONOD | Sonographer Reviewer ID | 49089-6 | Sonographer:ID:Pt:^Patient:Nom: | Immunoenzymatic Assay
2018-11-22 | 1STT1 | First Trimester Maternal Screen, Serum | SONON | Sonographer Name | 49088-8 | Sonographer name:Pn:Pt:^Patient:Nom: | Immunoenzymatic Assay
2018-11-22 | 1STT1 | First Trimester Maternal Screen, Serum | SMKN1 | Current cigarette smoking status | 64234-8 | Current smoker:Find:Pt:^Patient:Ord: | Immunoenzymatic Assay
2018-11-21 | PBGD_ | Porphobilinogen Deaminase, Whole Blood | 28400 | Interpretation | 59462-2 | Clinical biochemist review:Imp:Pt:XXX:Nar: | Enzymatic End Point/Spectrofluorometric
2018-11-13 | VEDOL | Vedolizumab Quantitation with Reflex to Antibodies, Serum | 602807 | Vedolizumab QN, S | 90805-3 | Vedolizumab^trough:MCnc:Pt:Ser/Plas:Qn:LC/MS/MS | VEDOL: Liquid Chromatography-Mass Spectrometry (LC-MS/MS) VEMAB: Electrochemiluminescent Bridging Immunoassay
2018-11-12 | PLSD | Lysosomal and Peroxisomal Disorders Screen, Blood Spot | 34818 | C22 Lysophosphatidylcholine | 90921-8 | Lysophosphatidylcholine(22:0):MCnc:Pt:Bld.dot:Qn: | Flow Injection Analysis Tandem Mass Spectrometry (MS/MS)
2018-11-12 | PLSD | Lysosomal and Peroxisomal Disorders Screen, Blood Spot | 34819 | C24 Lysophosphatidylcholine | 90922-6 | Lysophosphatidylcholine(24:0):MCnc:Pt:Bld.dot:Qn: | Flow Injection Analysis Tandem Mass Spectrometry (MS/MS)
2018-11-12 | PLSD | Lysosomal and Peroxisomal Disorders Screen, Blood Spot | 34820 | C26 Lysophosphatidylcholine | 90923-4 | Lysophosphatidylcholine(26:0):MCnc:Pt:Bld.dot:Qn: | Flow Injection Analysis Tandem Mass Spectrometry (MS/MS)
2018-11-12 | LPCBS | Lysophosphatidylcholines, LC MS/MS, Blood Spot | 34860 | C20 Lysophosphatidylcholine | 90920-0 | Lysophosphatidylcholine(20:0):MCnc:Pt:Bld.dot:Qn: | Liquid Chromatography Tandem Mass Spectrometry (LC-MS/MS)
2018-11-12 | LPCBS | Lysophosphatidylcholines, LC MS/MS, Blood Spot | 34861 | C22 Lysophosphatidylcholine | 90921-8 | Lysophosphatidylcholine(22:0):MCnc:Pt:Bld.dot:Qn: | Liquid Chromatography Tandem Mass Spectrometry (LC-MS/MS)
2018-11-12 | LPCBS | Lysophosphatidylcholines, LC MS/MS, Blood Spot | 34862 | C24 Lysophosphatidylcholine | 90922-6 | Lysophosphatidylcholine(24:0):MCnc:Pt:Bld.dot:Qn: | Liquid Chromatography Tandem Mass Spectrometry (LC-MS/MS)
2018-11-12 | LPCBS | Lysophosphatidylcholines, LC MS/MS, Blood Spot | 34863 | C26 Lysophosphatidylcholine | 90923-4 | Lysophosphatidylcholine(26:0):MCnc:Pt:Bld.dot:Qn: | Liquid Chromatography Tandem Mass Spectrometry (LC-MS/MS)
2018-11-12 | PLSD | Lysosomal and Peroxisomal Disorders Screen, Blood Spot | 34817 | C20 Lysophosphatidylcholine | 90920-0 | Lysophosphatidylcholine(20:0):MCnc:Pt:Bld.dot:Qn: | Flow Injection Analysis Tandem Mass Spectrometry (MS/MS)
2018-11-08 | OPATU | Opiates Confirmation, Random, Urine | 42003 | Noroxymorphone-by LC-MS/MS | 90894-7 | Noroxymorphone:MCnc:Pt:Urine:Qn:Confirm | Liquid Chromatography Tandem Mass Spectrometry (LC-MS/MS)
2018-11-08 | OPATX | Opiates Confirmation, Chain of Custody, Random, Urine | 42008 | Noroxymorphone-by LC-MS/MS | 90894-7 | Noroxymorphone:MCnc:Pt:Urine:Qn:Confirm | Immunoassay/ Liquid Chromatography Tandem Mass Spectrometry (LC-MS/MS)
2018-11-08 | OXYCU | Oxycodone with Metabolite Confirmation, Random, Urine | 42011 | Noroxymorphone-by LC-MS/MS | 90894-7 | Noroxymorphone:MCnc:Pt:Urine:Qn:Confirm | Liquid Chromatography Tandem Mass Spectrometry (LC-MS/MS)
2018-11-08 | OXYCX | Oxycodone with Metabolite Confirmation, Chain of Custody, Random, Urine | 42013 | Noroxymorphone-by LC-MS/MS | 90894-7 | Noroxymorphone:MCnc:Pt:Urine:Qn:Confirm | Immunoassay/Liquid Chromatography Tandem Mass Spectrometry (LC-MS/MS)
2018-11-08 | OXYMU | Oxymorphone Confirmation, Random, Urine | 42014 | Noroxymorphone-by LC-MS/MS | 90894-7 | Noroxymorphone:MCnc:Pt:Urine:Qn:Confirm | Liquid Chromatography Tandem Mass Spectrometry (LC-MS/MS)
2018-11-05 | PLINK | Paroxysmal Nocturnal Hemoglobinuria, PI-Linked Antigen, Blood | CK079 | Interpretation | 90739-4 | Paroxysmal nocturnal hemoglobinuria GPI-Linked WBC & RBC Ag:Imp:Pt:Bld:Nar: | Immunophenotyping
2018-11-05 | PLINK | Paroxysmal Nocturnal Hemoglobinuria, PI-Linked Antigen, Blood | CK083 | PNH Monocytes | 90736-0 | Cells.CD14-FLAER-/100 cells.CD33:NFr:Pt:Bld:Qn: | Immunophenotyping
2018-11-05 | PLINK | Paroxysmal Nocturnal Hemoglobinuria, PI-Linked Antigen, Blood | CK082 | PNH Granulocytes | 90737-8 | Cells.CD24-FLAER-/100 cells.CD15:NFr:Pt:Bld:Qn: | Immunophenotyping
2018-11-05 | FV125 | Calcitriol 1,25-Dihydroxyvitamin D | Z5306 | Vitamin D,1,25 (OH) 2, Total | 62290-2 | 1,25-Dihydroxyvitamin D:MCnc:Pt:Ser/Plas:Qn: | Chromatography/Mass Spectrometry
2018-11-05 | FV125 | Calcitriol 1,25-Dihydroxyvitamin D | Z5307 | Vitamin D3, 1,25 (OH) 2 | 1649-3 | Calcitriol:MCnc:Pt:Ser/Plas:Qn: | Chromatography/Mass Spectrometry
2018-11-05 | FV125 | Calcitriol 1,25-Dihydroxyvitamin D | Z5308 | Vitamin D2, 1,25 (OH) 2 | 62291-0 | 1,25-Dihydroxyvitamin D2:MCnc:Pt:Ser/Plas:Qn: | Chromatography/Mass Spectrometry
2018-11-01 | EWSF | Ewing Sarcoma, 22q12 (EWSR1) Rearrangement, FISH, Tissue | 52189 | Interpretation | 69965-2 | Clinical cytogeneticist review:Imp:Pt:XXX:Nar: | Fluorescence In Situ Hybridization (FISH)
2018-11-01 | IMTF | Inflammatory Myofibroblastic Tumors (IMT), 2p23 (ALK) Rearrangement, FISH, Tissue | 52173 | Interpretation | 69965-2 | Clinical cytogeneticist review:Imp:Pt:XXX:Nar: | Fluorescence In Situ Hybridization (FISH)
2018-11-01 | LLPB | Leukemia/Lymphoma Immunophenotyping, Flow Cytometry, Blood | JF001 | Interpretation | 69052-9 | Flow cytometry specialist review:Imp:Pt:XXX:Nar: | Immunophenotyping
2018-10-29 | NGAMT | MayoComplete Acute Myeloid Leukemia, Therapeutic Gene Mutation Panel (FLT3, IDH1, IDH2, TP53), Next-Generation Sequencing, Varies | 601707 | Reviewed By: | 18771-6 | Provider.signing name:Pn:Pt:Report:Nom: | Next-Generation Sequencing (NGS)
2018-10-29 | NGSFX | Reanalysis of Acute Myeloid Leukemia 4- or 11- Gene Panels, Additional Genes | 601694 | Reviewed By: | 18771-6 | Provider.signing name:Pn:Pt:Report:Nom: | Only orderable as a reflex. For more information, see: -NGAMT / Acute Myeloid Leukemia, Therapeutic Gene Mutation Panel (FLT3, IDH1, IDH2, TP53) Next-Generation Sequencing, Varies -NGAML / Acute Myeloid Leukemia, 11-Gene Panel, Varies. Next-Generation Sequencing (NGS)
2018-10-29 | PDBS | Pompe Disease, Blood Spot | 602300 | Reviewed By | 18771-6 | Provider.signing name:Pn:Pt:Report:Nom: | Flow Injection Analysis Tandem Mass Spectrometry (MS/MS)
2018-10-29 | CTXP | Cerebrotendinous Xanthomatosis, Plasma | BA4379 | Interpretation (CTXP) | 59462-2 | Clinical biochemist review:Imp:Pt:XXX:Nar: | Liquid Chromatography-Tandem Mass Spectrometry (LC-MS/MS)
2018-10-29 | LGBWB | Globotriaosylsphingosine, Blood | BA4371 | Interpretation (LGBWB) | 59462-2 | Clinical biochemist review:Imp:Pt:XXX:Nar: | Liquid Chromatography Tandem Mass Spectrometry (LC-MS/MS)
2018-10-29 | OXYBS | Oxysterols, Blood Spot | 36762 | Interpretation (OXYBS) | 59462-2 | Clinical biochemist review:Imp:Pt:XXX:Nar: | Liquid Chromatography Tandem Mass Spectrometry (LC-MS/MS)
2018-10-29 | CTXBS | Cerebrotendinous Xanthomatosis, Blood Spot | BA4361 | Interpretation (CTXBS) | 59462-2 | Clinical biochemist review:Imp:Pt:XXX:Nar: | Liquid Chromatography Tandem Mass Spectrometry (LC-MS/MS)
2018-10-29 | CTXWB | Cerebrotendinous Xanthomatosis, Blood | BA4365 | Interpretation (CTXWB) | 59462-2 | Clinical biochemist review:Imp:Pt:XXX:Nar: | Liquid Chromatography Tandem Mass Spectrometry (LC-MS/MS)
2018-10-29 | GPSYW | Glucopsychosine, Blood | BA4357 | Interpretation (GPSYW) | 59462-2 | Clinical biochemist review:Imp:Pt:XXX:Nar: | Liquid Chromatography Tandem Mass Spectrometry (LC-MS/MS)
2018-10-29 | HSMP | Hepatosplenomegaly Panel, Plasma | 601542 | Interpretation (HSMP) | 59462-2 | Clinical biochemist review:Imp:Pt:XXX:Nar: | Liquid Chromatography Tandem Mass Spectrometry (LC-MS/MS)
2018-10-29 | OXYWB | Oxysterols, Blood | BA4354 | Interpretation (OXYWB) | 59462-2 | Clinical biochemist review:Imp:Pt:XXX:Nar: | Liquid Chromatography Tandem Mass Spectrometry (LC-MS/MS)
2018-10-29 | HSMBS | Hepatosplenomegaly Panel, Blood Spot | 601526 | Interpretation (HSMBS) | 59462-2 | Clinical biochemist review:Imp:Pt:XXX:Nar: | Liquid Chromatography Tandem Mass Spectrometry (LC-MS/MS)
2018-10-29 | HSMWB | Hepatosplenomegaly Panel, Blood | 601534 | Interpretation (HSMWB) | 59462-2 | Clinical biochemist review:Imp:Pt:XXX:Nar: | Liquid Chromatography Tandem Mass Spectrometry (LC-MS/MS)
2018-10-29 | BLYM | B-Cell Lymphoma, FISH, Tissue | 603072 | Disclaimer | 62364-5 | Test performance information:Find:Pt:XXX:Nar: | Fluorescence In Situ Hybridization (FISH)
2018-10-29 | H2BR | HER2 Amplification Associated with Breast Cancer, FISH, Tissue | 603083 | Disclaimer | 62364-5 | Test performance information:Find:Pt:XXX:Nar: | Fluorescence In Situ Hybridization (FISH)
2018-10-29 | H2GE | HER2 Amplification Associated with Gastroesophageal Cancer, FISH, Tissue | 603094 | Disclaimer | 62364-5 | Test performance information:Find:Pt:XXX:Nar: | Fluorescence In Situ Hybridization (FISH)
2018-10-29 | H2MT | HER2 Amplification, Miscellaneous Tumor, FISH, Tissue | 603105 | Disclaimer | 62364-5 | Test performance information:Find:Pt:XXX:Nar: | Fluorescence In Situ Hybridization (FISH)
2018-10-29 | SLL | Small Lymphocytic Lymphoma, FISH, Tissue | 603138 | Disclaimer | 62364-5 | Test performance information:Find:Pt:XXX:Nar: | Fluorescence In Situ Hybridization (FISH)
2018-10-29 | TLYM | T-Cell Lymphoma, FISH, Tissue | 603149 | Disclaimer | 62364-5 | Test performance information:Find:Pt:XXX:Nar: | Fluorescence In Situ Hybridization (FISH)
2018-10-26 | CELI | Celiac Associated HLA-DQ Alpha 1 and DQ Beta 1 DNA Typing, Blood | CELIC | Interpretation | 69048-7 | Immunologist review:Imp:Pt:XXX:Nar: | Polymerase Chain Reaction (PCR)/Sequence-Specific Oligonucleotide Probe (SSO)
2018-10-24 | NUT1F | NUTM1 (15q14) Rearrangement, FISH, Tissue | 92327 | Source | 31208-2 | Specimen source:Prid:Pt:XXX:Nom: | Fluorescence In Situ Hybridization (FISH)
2018-10-24 | TFEBF | Renal Cell Carcinoma, 6p21.1 (TFEB) Rearrangement, FISH, Tissue | 92354 | Source | 31208-2 | Specimen source:Prid:Pt:XXX:Nom: | Fluorescence In Situ Hybridization (FISH)
2018-10-24 | NR4A3 | NR4A3 (9q22.33) Rearrangement, FISH, Tissue | 92344 | Source | 31208-2 | Specimen source:Prid:Pt:XXX:Nom: | Fluorescence In Situ Hybridization (FISH)
2018-10-24 | TLYM | T-Cell Lymphoma, FISH, Tissue | 603145 | Source | 31208-2 | Specimen source:Prid:Pt:XXX:Nom: | Fluorescence In Situ Hybridization (FISH)
2018-10-24 | SMN1Z | SMN1 Gene, Full Gene Analysis, Varies | 602759 | Source | 31208-2 | Specimen source:Prid:Pt:XXX:Nom: | Polymerase Chain Reaction (PCR) followed by DNA Sequencing
2018-10-24 | SLL | Small Lymphocytic Lymphoma, FISH, Tissue | 603134 | Source | 31208-2 | Specimen source:Prid:Pt:XXX:Nom: | Fluorescence In Situ Hybridization (FISH)
2018-10-23 | H2MT | HER2 Amplification, Miscellaneous Tumor, FISH, Tissue | GC032 | Reason for Referral | 42349-1 | Reason for referral:Find:Pt:^Patient:Nar: | Fluorescence In Situ Hybridization (FISH)
2018-10-23 | SLL | Small Lymphocytic Lymphoma, FISH, Tissue | GC038 | Reason for Referral | 42349-1 | Reason for referral:Find:Pt:^Patient:Nar: | Fluorescence In Situ Hybridization (FISH)
2018-10-23 | TLYM | T-Cell Lymphoma, FISH, Tissue | GC040 | Reason for Referral | 42349-1 | Reason for referral:Find:Pt:^Patient:Nar: | Fluorescence In Situ Hybridization (FISH)
2018-10-23 | BLYM | B-Cell Lymphoma, FISH, Tissue | GC026 | Reason for Referral | 42349-1 | Reason for referral:Find:Pt:^Patient:Nar: | Fluorescence In Situ Hybridization (FISH)
2018-10-23 | H2BR | HER2 Amplification Associated with Breast Cancer, FISH, Tissue | GC028 | Reason for Referral | 42349-1 | Reason for referral:Find:Pt:^Patient:Nar: | Fluorescence In Situ Hybridization (FISH)
2018-10-23 | H2GE | HER2 Amplification Associated with Gastroesophageal Cancer, FISH, Tissue | GC030 | Reason for Referral | 42349-1 | Reason for referral:Find:Pt:^Patient:Nar: | Fluorescence In Situ Hybridization (FISH)
2018-10-19 | CA19 | Carbohydrate Antigen 19-9 (CA 19-9), Serum | CA19 | Carbohydrate Ag 19-9, S | 83084-4 | Cancer Ag 19-9:ACnc:Pt:Ser/Plas:Qn:IA | Immunoenzymatic Assay
2018-10-19 | CA153 | Cancer Antigen 15-3 (CA 15-3), Serum | CA153 | Cancer Ag 15-3, (CA 15-3), S | 83083-6 | Cancer Ag 15-3:ACnc:Pt:Ser/Plas:Qn:IA | Electrochemiluminescence Immunoassay (ECLIA)
2018-10-18 | APIVC | Aldosterone, Inferior Vena Cava, Plasma | 65425 | Aldosterone, IVC, P | 1763-2 | Aldosterone:MCnc:Pt:Ser/Plas:Qn: | Liquid Chromatography Tandem Mass Spectrometry (LC-MS/MS)
2018-10-18 | APLAV | Aldosterone, Left Adrenal Vein, Plasma | 65427 | Aldosterone, LAV, P | 1763-2 | Aldosterone:MCnc:Pt:Ser/Plas:Qn: | Liquid Chromatography-Tandem Mass Spectrometry (LC-MS/MS)
2018-10-18 | APRAV | Aldosterone, Right Adrenal Vein, Plasma | 65426 | Aldosterone, RAV, P | 1763-2 | Aldosterone:MCnc:Pt:Ser/Plas:Qn: | Liquid Chromatography Tandem Mass Spectrometry (LC-MS/MS)
2018-10-18 | PALD | Aldosterone, Plasma | 65424 | Aldosterone, P | 1763-2 | Aldosterone:MCnc:Pt:Ser/Plas:Qn: | Liquid Chromatography Tandem Mass Spectrometry (LC-MS/MS)
2018-10-15 | CBRP | Coxiella burnetii (Q fever), Molecular Detection, PCR, Varies | 62193 | Coxiella burnetii PCR | 90442-5 | Coxiella burnetii aroE gene:PrThr:Pt:Tiss:Ord:Non-probe.amp.tar | Real-Time Polymerase Chain Reaction (PCR)
2018-10-15 | CBSRP | Coxiella burnetii (Q Fever), Molecular Detection, PCR, Serum | 35190 | Coxiella burnetii PCR | 90443-3 | Coxiella burnetii aroE gene:PrThr:Pt:Ser/Plas/Bld:Ord:Non-probe.amp.tar | Real-Time Polymerase Chain Reaction (PCR)
2018-10-15 | CBBRP | Coxiella burnetii (Q fever), Molecular Detection, PCR, Blood | 35192 | Coxiella burnetii PCR | 90443-3 | Coxiella burnetii aroE gene:PrThr:Pt:Ser/Plas/Bld:Ord:Non-probe.amp.tar | Real-Time Polymerase Chain Reaction (PCR)
2018-10-09 | CDG | Carbohydrate Deficient Transferrin for Congenital Disorders of Glycosylation, Serum | 31721 | Mono-oligo/Di-oligo Ratio | 35469-6 | Transferrin.carbohydrate deficient.disialo/Transferrin.carbohydrate deficient.tetrasialo:MRto:Pt:Ser/Plas:Qn: | Affinity Chromatography-Mass Spectrometry (MS)
2018-10-09 | CDG | Carbohydrate Deficient Transferrin for Congenital Disorders of Glycosylation, Serum | 31720 | A-oligo/Di-oligo Ratio | 35475-3 | Transferrin.carbohydrate deficient.asialo/Transferrin.carbohydrate deficient.tetrasialo:MRto:Pt:Ser/Plas:Qn: | Affinity Chromatography-Mass Spectrometry (MS)
2018-10-08 | CDG | Carbohydrate Deficient Transferrin for Congenital Disorders of Glycosylation, Serum | 34475 | Apo CIII-0/Apo CIII-2 Ratio | 90419-3 | Apolipoprotein CIII-0/Apolipoprotein CIII-2:MRto:Pt:Ser/Plas:Qn: | Affinity Chromatography-Mass Spectrometry (MS)
2018-10-08 | CDG | Carbohydrate Deficient Transferrin for Congenital Disorders of Glycosylation, Serum | 34476 | Apo CIII-1/Apo CIII-2 Ratio | 90421-9 | Apolipoprotein CIII-1/Apolipoprotein CIII-2:MRto:Pt:Ser/Plas:Qn: | Affinity Chromatography-Mass Spectrometry (MS)
2018-10-08 | FBUMT | Bupropion and Metabolite, Serum | Z3523 | Hydroxybupropion | 9418-5 | Hydroxybupropion:MCnc:Pt:Ser/Plas:Qn: | High Performance Liquid Chromatography/Tandem Mass Spectrometry (LC-MS/MS)
2018-10-04 | MATCC | Maternal Cell Contamination, Molecular Analysis, Varies | 53286 | Result | 40704-9 | Maternal cell contamination:Prid:Pt:Bld:Nom: | Polymerase Chain Reaction (PCR) based comparison of Microsatellite Markers
2018-10-04 | F822P | Hemophilia A F8 Gene, Intron 22 Inversion Mutation Analysis, Prenatal | 35011 | F822P Interpretation | 69047-9 | Geneticist review:Imp:Pt:XXX:Nar: | Inverse Shifting-Polymerase Chain Reaction (IS-PCR)
2018-09-28 | CAI | Calcium, Ionized, Serum | CAIS | Calcium, Ionized, S | 57333-7 | Calcium.ionized^^adjusted to pH 7.4:MCnc:Pt:Ser/Plas:Qn:ISE | Ion-Selective Electrode (ISE)
2018-09-26 | KI67B | Ki-67(MIB-1), Breast, Quantitative Immunohistochemistry, Automated | MA024 | Tumor classification | 21918-8 | Other staging classification:Class:Pt:Cancer.XXX:Nar: | Immunohistochemistry, Automated Quantitation
2018-09-25 | HBVQN | Hepatitis B Virus (HBV) DNA Detection and Quantification by Real-Time PCR, Serum | 65555 | HBV DNA Detect/Quant, S | 42595-9 | Hepatitis B virus DNA:ACnc:Pt:Ser/Plas:Qn:Probe.amp.tar | Real-Time Polymerase Chain Reaction (PCR)
2018-09-20 | HCVQG | Hepatitis C Virus (HCV) RNA Quantification with Reflex to HCV Genotype, Serum | 603602 | HCV RNA Detect/Quant, S | 11011-4 | Hepatitis C virus RNA:ACnc:Pt:Ser/Plas:Qn:Probe.amp.tar | HCVQG: Real-Time Reverse Transcription-Polymerase Chain Reaction (RT-PCR) HCVG, HCVGR: RT-PCR followed by Hybridization with Sequence-Specific, Fluorescent-Labeled Oligonucleotide Probes
2018-09-18 | BRBPS | Broad Range Bacterial PCR and Sequencing, Varies | BRBPS | Broad Range Bacteria PCR+Sequencing | 76575-0 | Bacterial 16S rRNA:PrThr:Pt:XXX:Ord:Probe.amp.tar | Polymerase Chain Reaction (PCR) followed by Sequencing
2018-09-13 | ROM | Measles (Rubeola) Antibodies, IgM, Serum | 80979 | Measles (Rubeola) Ab, IgM, S | 35276-5 | Measles virus Ab.IgM:PrThr:Pt:Ser:Ord:IA | Immunofluorescence Assay (IFA)
2018-09-12 | MPSBS | Mucopolysaccharidosis, Blood Spot | BA2869 | Total Keratan Sulfate | 90236-1 | Keratan sulfate:SCnc:Pt:Bld.dot:Qn: | Liquid Chromatography Tandem Mass Spectrometry (LC-MS/MS)
2018-09-12 | BTWGS | Bacterial Typing, Whole Genome Sequencing, Varies | BTWGS | Bacterial Typing, Whole Genome Seq | 90246-0 | Bacterial whole genome:Seq:Pt:Isolate:Nom:Sequencing | Whole Genome Sequencing
2018-09-12 | ACRNS | Acylcarnitines, Quantitative, Serum | 92149 | Salicylcarnitine | 90238-7 | Salicylcarnitine:SCnc:Pt:Ser/Plas:Qn: | Flow Injection Analysis-Tandem Mass Spectrometry (FIA-MS/MS)
2018-09-12 | MPSWB | Mucopolysaccharidosis, Blood | BA2870 | Dermatan Sulfate | 90233-8 | Dermatan sulfate:SCnc:Pt:Bld.dot:Qn: | Liquid Chromatography Tandem Mass Spectrometry (LC-MS/MS)
2018-09-12 | MPSWB | Mucopolysaccharidosis, Blood | BA2871 | Heparan Sulfate | 90235-3 | Heparan sulfate:SCnc:Pt:Bld.dot:Qn: | Liquid Chromatography Tandem Mass Spectrometry (LC-MS/MS)
2018-09-12 | MPSWB | Mucopolysaccharidosis, Blood | BA2872 | Total Keratan Sulfate | 90236-1 | Keratan sulfate:SCnc:Pt:Bld.dot:Qn: | Liquid Chromatography Tandem Mass Spectrometry (LC-MS/MS)
2018-09-12 | MPSWB | Mucopolysaccharidosis, Blood | BA2873 | Interpretation (MPSWB) | 59462-2 | Clinical biochemist review:Imp:Pt:XXX:Nar: | Liquid Chromatography Tandem Mass Spectrometry (LC-MS/MS)
2018-09-12 | MOGFS | Myelin Oligodendrocyte Glycoprotein (MOG-IgG1) Fluorescence-Activated Cell Sorting (FACS) Assay, Serum | 65563 | MOG FACS, S | 90248-6 | Myelin oligodendrocyte glycoprotein Ab.IgG1:PrThr:Pt:Ser/Plas:Ord:Flow cytometry | Flow Cytometry
2018-09-12 | ECULI | Eculizumab, Serum | 65676 | Eculizumab, S | 90240-3 | Eculizumab:MCnc:Pt:Ser:Qn: | Liquid Chromatography Tandem Mass Spectrometry, High-Resolution Accurate Mass (LC-MS/MS HRAM)
2018-09-12 | MPSBS | Mucopolysaccharidosis, Blood Spot | 43693 | Dermatan Sulfate | 90233-8 | Dermatan sulfate:SCnc:Pt:Bld.dot:Qn: | Liquid Chromatography Tandem Mass Spectrometry (LC-MS/MS)
2018-09-12 | MPSBS | Mucopolysaccharidosis, Blood Spot | 43694 | Heparan Sulfate | 90235-3 | Heparan sulfate:SCnc:Pt:Bld.dot:Qn: | Liquid Chromatography Tandem Mass Spectrometry (LC-MS/MS)
2018-09-06 | SPSA | Prostate-Specific Antigen (PSA) Screen, Serum | SPSA | Prostate-Specific Ag Screen, S | 83112-3 | Prostate specific Ag:MCnc:Pt:Ser/Plas:Qn:IA | Electrochemiluminescent Immunoassay
2018-08-31 | KIBM | Ki67 Breast IHC Manual | MA035 | Tumor type | 44638-5 | Histologic type:Type:Pt:Breast tumor:Nom: | Immunohistochemistry, Manual Semi-Quantitation
2018-08-31 | KIBM | Ki67 Breast IHC Manual | MA036 | Tumor classification | 21918-8 | Other staging classification:Class:Pt:Cancer.XXX:Nar: | Immunohistochemistry, Manual Semi-Quantitation
2018-08-17 | PMSBB | Postmortem Screening, Bile and Blood Spot | 22681 | Amendment | 48767-8 | Annotation comment:Imp:Pt:{system}:Nar: | Flow Injection Analysis-Tandem Mass Spectrometry (FIA-MS/MS)
2018-08-08 | OROT | Orotic Acid, Random, Urine | 8905 | Orotic Acid, U | 17869-9 | Orotate/Creatinine:SRto:Pt:Urine:Qn: | Colorimetric
2018-08-07 | SMN1Z | SMN1 Gene, Full Gene Analysis, Varies | 602760 | Released By | 18771-6 | Provider.signing name:Pn:Pt:Report:Nom: | Polymerase Chain Reaction (PCR) followed by DNA Sequencing
2018-08-07 | PNBX | Peripheral Nerve Pathology Consultation | 601779 | Material Received | 81178-6 | Tissue block description and site:Desc:Pt:Specimen:Nar: | Nerve Biopsy Surgical Pathology Consultation and Review of Outside Material
2018-08-07 | SPBX | Epidermal Nerve Fiber Density Consultation, Varies | 601795 | Material Received | 81178-6 | Tissue block description and site:Desc:Pt:Specimen:Nar: | Calculation of Epidermal Nerve Fiber Density
2018-08-07 | NGAMT | MayoComplete Acute Myeloid Leukemia, Therapeutic Gene Mutation Panel (FLT3, IDH1, IDH2, TP53), Next-Generation Sequencing, Varies | 601703 | Additional Notes | 48767-8 | Annotation comment:Imp:Pt:{system}:Nar: | Next-Generation Sequencing (NGS)
2018-08-07 | NGSFX | Reanalysis of Acute Myeloid Leukemia 4- or 11- Gene Panels, Additional Genes | 601690 | Additional Notes | 48767-8 | Annotation comment:Imp:Pt:{system}:Nar: | Only orderable as a reflex. For more information, see: -NGAMT / Acute Myeloid Leukemia, Therapeutic Gene Mutation Panel (FLT3, IDH1, IDH2, TP53) Next-Generation Sequencing, Varies -NGAML / Acute Myeloid Leukemia, 11-Gene Panel, Varies. Next-Generation Sequencing (NGS)
2018-08-07 | SMN1Z | SMN1 Gene, Full Gene Analysis, Varies | 602757 | Additional Information | 48767-8 | Annotation comment:Imp:Pt:{system}:Nar: | Polymerase Chain Reaction (PCR) followed by DNA Sequencing
2018-08-06 | STFRP | Shiga Toxin, Molecular Detection, PCR, Feces | 56052 | Result | 80679-4 | Escherichia coli Stx1+Stx2 toxin stx1+stx2 genes:PrThr:Pt:Stool:Ord:Probe.amp.tar | Real-Time Polymerase Chain Reaction (PCR) using Fluorescent Resonance Energy Transfer (FRET)
2018-08-01 | EZNT8 | Zinc Transporter 8 (ZnT8) Antibody, Serum | 64926 | ZnT8 Ab, S | 76651-9 | Zinc transporter 8 Ab:ACnc:Pt:Ser/Plas:Qn:IA | Enzyme-Linked Immunosorbent Assay (ELISA)
2018-07-27 | MLHPB | MLH1 Hypermethylation Analysis, Blood | 52906 | Result Summary | 50397-9 | Molecular diagnostic overall interpretation:PrThr:Pt:Bld/Tiss:Ord:Molgen | Polymerase Chain Reaction (PCR)
2018-07-27 | PWAS | Prader-Willi/Angelman Syndrome, Molecular Analysis, Varies | 52913 | Result Summary | 50397-9 | Molecular diagnostic overall interpretation:PrThr:Pt:Bld/Tiss:Ord:Molgen | Multiple Ligation-Dependent Probe Amplification (MLPA)
2018-07-27 | SMN1Z | SMN1 Gene, Full Gene Analysis, Varies | 602754 | Result Summary | 50397-9 | Molecular diagnostic overall interpretation:PrThr:Pt:Bld/Tiss:Ord:Molgen | Polymerase Chain Reaction (PCR) followed by DNA Sequencing
2018-07-27 | BWRS | Beckwith-Wiedemann Syndrome/Russell-Silver Syndrome, Molecular Analysis, Varies | 52845 | Result Summary | 50397-9 | Molecular diagnostic overall interpretation:PrThr:Pt:Bld/Tiss:Ord:Molgen | Multiplex Ligation-Dependent Probe Amplification (MLPA)
2018-07-27 | C9ORF | C9orf72 Hexanucleotide Repeat, Molecular Analysis, Varies | 52852 | Result Summary | 50397-9 | Molecular diagnostic overall interpretation:PrThr:Pt:Bld/Tiss:Ord:Molgen | Polymerase Chain Reaction (PCR)
2018-07-27 | FXS | Fragile X Syndrome, Molecular Analysis, Varies | 52870 | Result Summary | 50397-9 | Molecular diagnostic overall interpretation:PrThr:Pt:Bld/Tiss:Ord:Molgen | Polymerase Chain Reaction (PCR)
2018-07-27 | HAD | Huntington Disease, Molecular Analysis, Varies | 52885 | Result Summary | 50397-9 | Molecular diagnostic overall interpretation:PrThr:Pt:Bld/Tiss:Ord:Molgen | Polymerase Chain Reaction (PCR)
2018-07-27 | ATHL | Alpha-Globin Gene Analysis | 52834 | Result Summary | 50397-9 | Molecular diagnostic overall interpretation:PrThr:Pt:Bld/Tiss:Ord:Molgen | Only orderable as part of a profile. For more information see ATHAL / Alpha-Globin Gene Analysis.
2018-07-27 | PRSSZ | PRSS1 Gene, Full Gene Analysis, Varies | 52464 | Result Summary | 50397-9 | Molecular diagnostic overall interpretation:PrThr:Pt:Bld/Tiss:Ord:Molgen | Polymerase Chain Reaction (PCR) Amplification followed by DNA sequencing
2018-07-27 | CHRBM | Chromosome Analysis, Hematologic Disorders, Bone Marrow | 52358 | Result Summary | 50397-9 | Molecular diagnostic overall interpretation:PrThr:Pt:Bld/Tiss:Ord:Molgen | Cell Culture without Mitogens followed by Chromosome Analysis
2018-07-27 | CHRCB | Chromosome Analysis, Congenital Disorders, Blood | 52366 | Result Summary | 50397-9 | Molecular diagnostic overall interpretation:PrThr:Pt:Bld/Tiss:Ord:Molgen | Cell Culture with Mitogens followed by Chromosome Analysis
2018-07-27 | CHRHB | Chromosome Analysis, Hematologic Disorders, Blood | 52391 | Result Summary | 50397-9 | Molecular diagnostic overall interpretation:PrThr:Pt:Bld/Tiss:Ord:Molgen | Cell Culture without Mitogens followed by Chromosome Analysis
2018-07-27 | CMACB | Chromosomal Microarray, Congenital, Blood | 52399 | Result Summary | 50397-9 | Molecular diagnostic overall interpretation:PrThr:Pt:Bld/Tiss:Ord:Molgen | Chromosomal Microarray (CMA)
2018-07-27 | CMAFF | Chromosomal Microarray (CMA) Familial Testing, FISH | 52405 | Result Summary | 50397-9 | Molecular diagnostic overall interpretation:PrThr:Pt:Bld/Tiss:Ord:Molgen | Fluorescence In Situ Hybridization (FISH)
2018-07-27 | CHRAF | Chromosome Analysis, Amniotic Fluid | 52297 | Result Summary | 50397-9 | Molecular diagnostic overall interpretation:PrThr:Pt:Bld/Tiss:Ord:Molgen | Cell Culture followed by Chromosome Analysis
2018-07-27 | CHRCV | Chromosome Analysis, Chorionic Villus Sampling | 52319 | Result Summary | 50397-9 | Molecular diagnostic overall interpretation:PrThr:Pt:Bld/Tiss:Ord:Molgen | Cell Culture Followed by Chromosome Analysis
2018-07-27 | CHRTI | Chromosome Analysis, Skin Biopsy | 52311 | Result Summary | 50397-9 | Molecular diagnostic overall interpretation:PrThr:Pt:Bld/Tiss:Ord:Molgen | Cell Culture followed by Chromosome Analysis
2018-07-27 | CULAF | Culture for Genetic Testing, Amniotic Fluid | 52304 | Result Summary | 50397-9 | Molecular diagnostic overall interpretation:PrThr:Pt:Bld/Tiss:Ord:Molgen | Cell Culture
2018-07-27 | CULFB | Fibroblast Culture for Biochemical or Molecular Testing, Chorionic Villi/Products of Conception/Tissue | 52327 | Result Summary | 50397-9 | Molecular diagnostic overall interpretation:PrThr:Pt:Bld/Tiss:Ord:Molgen | Cell Culture
2018-07-27 | HOLDC | Hematologic Disorders, Chromosome Hold, Varies | 52290 | Result Summary | 50397-9 | Molecular diagnostic overall interpretation:PrThr:Pt:Bld/Tiss:Ord:Molgen | Direct Preparation of Specimen
2018-07-27 | EWSF | Ewing Sarcoma, 22q12 (EWSR1) Rearrangement, FISH, Tissue | 52187 | Result Summary | 50397-9 | Molecular diagnostic overall interpretation:PrThr:Pt:Bld/Tiss:Ord:Molgen | Fluorescence In Situ Hybridization (FISH)
2018-07-27 | FOXOF | Alveolar Rhabdomyosarcoma (ARMS), 13q14 (FOXO1 or FKHR) Rearrangement, FISH, Tissue | 52211 | Result Summary | 50397-9 | Molecular diagnostic overall interpretation:PrThr:Pt:Bld/Tiss:Ord:Molgen | Fluorescence In Situ Hybridization (FISH)
2018-07-27 | FUSF | Low-Grade Fibromyxoid Sarcoma (LGFMS), 16p11.2 (FUS or TLS) Rearrangement, FISH, Tissue | 52227 | Result Summary | 50397-9 | Molecular diagnostic overall interpretation:PrThr:Pt:Bld/Tiss:Ord:Molgen | Fluorescence In Situ Hybridization (FISH)
2018-07-27 | PLASF | Plasma Cell Proliferative Disorder, FISH, Tissue | 52219 | Result Summary | 50397-9 | Molecular diagnostic overall interpretation:PrThr:Pt:Bld/Tiss:Ord:Molgen | Fluorescence In Situ Hybridization (FISH)
2018-07-27 | RETF | Lung Cancer, RET (10q11) Rearrangement, FISH, Tissue | 52243 | Result Summary | 50397-9 | Molecular diagnostic overall interpretation:PrThr:Pt:Bld/Tiss:Ord:Molgen | Fluorescence In Situ Hybridization (FISH)
2018-07-27 | ROS1F | Lung Cancer, ROS1 (6q22) Rearrangement, FISH, Tissue | 52235 | Result Summary | 50397-9 | Molecular diagnostic overall interpretation:PrThr:Pt:Bld/Tiss:Ord:Molgen | Fluorescence In Situ Hybridization (FISH)
2018-07-27 | GLIOF | 1p/19q Deletion in Gliomas, FISH, Tissue | 52107 | Result Summary | 50397-9 | Molecular diagnostic overall interpretation:PrThr:Pt:Bld/Tiss:Ord:Molgen | Fluorescence In Situ Hybridization (FISH) Using DNA Probes
2018-07-27 | DDITF | Myxoid/Round Cell Liposarcoma, 12q13 (DDIT3 or CHOP) Rearrangement, FISH, Tissue | 52155 | Result Summary | 50397-9 | Molecular diagnostic overall interpretation:PrThr:Pt:Bld/Tiss:Ord:Molgen | Fluorescence In Situ Hybridization (FISH)
2018-07-27 | ESTUF | Endometrial Stromal Tumors (EST), 7p15 (JAZF1), 6p21.32 (PHF1), 17p13.3 (YWHAE) Rearrangement, FISH, Tissue | 52147 | Result Summary | 50397-9 | Molecular diagnostic overall interpretation:PrThr:Pt:Bld/Tiss:Ord:Molgen | Fluorescence In Situ Hybridization (FISH)
2018-07-27 | IMTF | Inflammatory Myofibroblastic Tumors (IMT), 2p23 (ALK) Rearrangement, FISH, Tissue | 52171 | Result Summary | 50397-9 | Molecular diagnostic overall interpretation:PrThr:Pt:Bld/Tiss:Ord:Molgen | Fluorescence In Situ Hybridization (FISH)
2018-07-27 | LCAF | Lung Cancer, ALK (2p23) Rearrangement, FISH, Tissue | 52115 | Result Summary | 50397-9 | Molecular diagnostic overall interpretation:PrThr:Pt:Bld/Tiss:Ord:Molgen | Fluorescence In Situ Hybridization (FISH)
2018-07-27 | MISCF | Miscellaneous Studies Using Chromosome-Specific Probes, FISH | 52163 | Result Summary | 50397-9 | Molecular diagnostic overall interpretation:PrThr:Pt:Bld/Tiss:Ord:Molgen | Fluorescence In Situ Hybridization (FISH)
2018-07-27 | SS18F | Synovial Sarcoma (SS), 18q11.2 (SS18 or SYT) Rearrangement, FISH, Tissue | 52131 | Result Summary | 50397-9 | Molecular diagnostic overall interpretation:PrThr:Pt:Bld/Tiss:Ord:Molgen | Fluorescence In Situ Hybridization (FISH)
2018-07-27 | TFE3F | Alveolar Soft Part Sarcoma (ASPS)/Renal Cell Carcinoma (RCC), Xp11.23 (TFE3), FISH, Tissue | 52091 | Result Summary | 50397-9 | Molecular diagnostic overall interpretation:PrThr:Pt:Bld/Tiss:Ord:Molgen | Fluorescence In Situ Hybridization (FISH)
2018-07-27 | GCTF | Germ Cell Tumor (GCT), Isochromosome 12p, FISH, Tissue | 52051 | Result Summary | 50397-9 | Molecular diagnostic overall interpretation:PrThr:Pt:Bld/Tiss:Ord:Molgen | Fluorescence In Situ Hybridization (FISH)
2018-07-27 | MSTF | Myeloid Sarcoma, FISH, Tissue | 52084 | Result Summary | 50397-9 | Molecular diagnostic overall interpretation:PrThr:Pt:Bld/Tiss:Ord:Molgen | Fluorescence In Situ Hybridization (FISH)
2018-07-27 | SCTF | Sex Chromosome Determination, FISH, Tissue | 52077 | Result Summary | 50397-9 | Molecular diagnostic overall interpretation:PrThr:Pt:Bld/Tiss:Ord:Molgen | Fluorescence In Situ Hybridization (FISH)
2018-07-27 | SRYF | Sex-Determining Region Y, Yp11.3 Deletion, FISH | 52003 | Result Summary | 50397-9 | Molecular diagnostic overall interpretation:PrThr:Pt:Bld/Tiss:Ord:Molgen | Fluorescence In Situ Hybridization (FISH)
2018-07-27 | NADF | Newborn Aneuploidy Detection, FISH, Blood | 51930 | Result Summary | 50397-9 | Molecular diagnostic overall interpretation:PrThr:Pt:Bld/Tiss:Ord:Molgen | Fluorescence In Situ Hybridization (FISH)
2018-07-27 | PADF | Prenatal Aneuploidy Detection, FISH | 51937 | Result Summary | 50397-9 | Molecular diagnostic overall interpretation:PrThr:Pt:Bld/Tiss:Ord:Molgen | Fluorescence In Situ Hybridization (FISH)
2018-07-27 | DD22F | 22q11.2 Deletion/Duplication, FISH, Varies | 51851 | Result Summary | 50397-9 | Molecular diagnostic overall interpretation:PrThr:Pt:Bld/Tiss:Ord:Molgen | Fluorescence In Situ Hybridization (FISH)
2018-07-27 | HOLDF | Hematologic Disorders, Fluorescence In Situ Hybridization (FISH) Hold, Varies | 51836 | Result Summary | 50397-9 | Molecular diagnostic overall interpretation:PrThr:Pt:Bld/Tiss:Ord:Molgen | Direct Preparation of Specimen
2018-07-27 | XYMF | Known 45,X, Mosaicism Reflex Analysis, FISH, Whole Blood | 51844 | Result Summary | 50397-9 | Molecular diagnostic overall interpretation:PrThr:Pt:Bld/Tiss:Ord:Molgen | Fluorescence In Situ Hybridization (FISH)
2018-07-27 | MONOS | Infectious Mononucleosis, Rapid Test, Serum | MONOS | Infectious Mono Test, S | 5213-4 | Heterophile Ab:PrThr:Pt:Ser:Ord:LA | Agglutination
2018-07-27 | RNP | RNP Antibodies, IgG, Serum | RNP | RNP Ab, IgG, S | 29958-6 | Ribonucleoprotein extractable nuclear Ab.IgG:ACnc:Pt:Ser:Qn:IA | Multiplex Flow Immunoassay
2018-07-26 | OXYCU | Oxycodone with Metabolite Confirmation, Random, Urine | 42010 | Noroxycodone-by LC-MS/MS | 61425-5 | Noroxycodone:MCnc:Pt:Urine:Qn:Confirm | Liquid Chromatography Tandem Mass Spectrometry (LC-MS/MS)
2018-07-26 | OXYCX | Oxycodone with Metabolite Confirmation, Chain of Custody, Random, Urine | 42012 | Noroxycodone-by LC-MS/MS | 61425-5 | Noroxycodone:MCnc:Pt:Urine:Qn:Confirm | Immunoassay/Liquid Chromatography Tandem Mass Spectrometry (LC-MS/MS)
2018-07-26 | OPATU | Opiates Confirmation, Random, Urine | 6543 | Codeine-by LC-MS/MS | 16250-3 | Codeine:MCnc:Pt:Urine:Qn:Confirm | Liquid Chromatography Tandem Mass Spectrometry (LC-MS/MS)
2018-07-26 | OPATX | Opiates Confirmation, Chain of Custody, Random, Urine | 36213 | Codeine-by LC-MS/MS | 16250-3 | Codeine:MCnc:Pt:Urine:Qn:Confirm | Immunoassay/ Liquid Chromatography Tandem Mass Spectrometry (LC-MS/MS)
2018-07-26 | HYDCU | Hydrocodone with Metabolite Confirmation, Random, Urine | 41999 | Norhydrocodone-by LC-MS/MS | 61422-2 | Norhydrocodone:MCnc:Pt:Urine:Qn:Confirm | Liquid Chromatography Tandem Mass Spectrometry (LC-MS/MS)
2018-07-26 | OPATU | Opiates Confirmation, Random, Urine | 6542 | Morphine-by LC-MS/MS | 16251-1 | Morphine:MCnc:Pt:Urine:Qn:Confirm | Liquid Chromatography Tandem Mass Spectrometry (LC-MS/MS)
2018-07-26 | OPATX | Opiates Confirmation, Chain of Custody, Random, Urine | 42005 | Dihydrocodeine-by LC-MS/MS | 19448-0 | Dihydrocodeine:MCnc:Pt:Urine:Qn:Confirm | Immunoassay/ Liquid Chromatography Tandem Mass Spectrometry (LC-MS/MS)
2018-07-26 | OPATX | Opiates Confirmation, Chain of Custody, Random, Urine | 42006 | Norhydrocodone-by LC-MS/MS | 61422-2 | Norhydrocodone:MCnc:Pt:Urine:Qn:Confirm | Immunoassay/ Liquid Chromatography Tandem Mass Spectrometry (LC-MS/MS)
2018-07-26 | OPATX | Opiates Confirmation, Chain of Custody, Random, Urine | 42007 | Noroxycodone-by LC-MS/MS | 61425-5 | Noroxycodone:MCnc:Pt:Urine:Qn:Confirm | Immunoassay/ Liquid Chromatography Tandem Mass Spectrometry (LC-MS/MS)
2018-07-26 | OPATX | Opiates Confirmation, Chain of Custody, Random, Urine | 42009 | Naloxone-by LC-MS/MS | 77207-9 | Naloxone:MCnc:Pt:Urine:Qn:Confirm | Immunoassay/ Liquid Chromatography Tandem Mass Spectrometry (LC-MS/MS)
2018-07-26 | OPATU | Opiates Confirmation, Random, Urine | 42000 | Dihydrocodeine-by LC-MS/MS | 19448-0 | Dihydrocodeine:MCnc:Pt:Urine:Qn:Confirm | Liquid Chromatography Tandem Mass Spectrometry (LC-MS/MS)
2018-07-26 | OPATU | Opiates Confirmation, Random, Urine | 42001 | Norhydrocodone-by LC-MS/MS | 61422-2 | Norhydrocodone:MCnc:Pt:Urine:Qn:Confirm | Liquid Chromatography Tandem Mass Spectrometry (LC-MS/MS)
2018-07-26 | OPATU | Opiates Confirmation, Random, Urine | 42002 | Noroxycodone-by LC-MS/MS | 61425-5 | Noroxycodone:MCnc:Pt:Urine:Qn:Confirm | Liquid Chromatography Tandem Mass Spectrometry (LC-MS/MS)
2018-07-26 | OPATU | Opiates Confirmation, Random, Urine | 42004 | Naloxone-by LC-MS/MS | 77207-9 | Naloxone:MCnc:Pt:Urine:Qn:Confirm | Liquid Chromatography Tandem Mass Spectrometry (LC-MS/MS)
2018-07-26 | OPATX | Opiates Confirmation, Chain of Custody, Random, Urine | 36217 | Morphine-by LC-MS/MS | 16251-1 | Morphine:MCnc:Pt:Urine:Qn:Confirm | Immunoassay/ Liquid Chromatography Tandem Mass Spectrometry (LC-MS/MS)
2018-07-24 | THIO | Thiopurine Metabolites, Whole Blood | 49580 | 6-Thioguanine Nucleotides | 32660-3 | 6-Thioguanine:EntSub:Pt:RBC:Qn: | Liquid Chromatography Tandem Mass Spectrometry (LC-MS/MS)
2018-07-24 | THIO | Thiopurine Metabolites, Whole Blood | 49581 | 6-Methylmercaptopurine | 32654-6 | 6-Methylmercaptopurine:EntSub:Pt:RBC:Qn: | Liquid Chromatography Tandem Mass Spectrometry (LC-MS/MS)
2018-07-19 | NONCP | Neuro-Oncology Expanded Gene Panel with Rearrangement, Tumor | 603048 | Result Summary | 50397-9 | Molecular diagnostic overall interpretation:PrThr:Pt:Bld/Tiss:Ord:Molgen | Sequence Capture and Targeted Polymerase Chain Reaction (PCR)-Based Next-Generation Sequencing (NGS)
2018-07-19 | MSTC1 | Strict Criteria Sperm Morphology for Infertility Diagnosis and Treatment, Semen | HDZAB | Head Size Abnormal | 66496-1 | Spermatozoa.abnormal head size/100 spermatozoa:NFr:Pt:Semen:Qn: | Kruger Criteria Strict Morphology
2018-07-19 | MSTC | Strict Criteria Sperm Morphology for Infertility Diagnosis and Treatment, Semen | HDZAB | Head Size Abnormal | 66496-1 | Spermatozoa.abnormal head size/100 spermatozoa:NFr:Pt:Semen:Qn: | Kruger Criteria Strict Morphology
2018-07-19 | MSTC1 | Strict Criteria Sperm Morphology for Infertility Diagnosis and Treatment, Semen | HDSAB | Head Shape Abnormal | 66495-3 | Spermatozoa.abnormal head shape/100 spermatozoa:NFr:Pt:Semen:Qn: | Kruger Criteria Strict Morphology
2018-07-19 | MSTC | Strict Criteria Sperm Morphology for Infertility Diagnosis and Treatment, Semen | HDSAB | Head Shape Abnormal | 66495-3 | Spermatozoa.abnormal head shape/100 spermatozoa:NFr:Pt:Semen:Qn: | Kruger Criteria Strict Morphology
2018-07-19 | MSTC1 | Strict Criteria Sperm Morphology for Infertility Diagnosis and Treatment, Semen | OVAL2 | Strict Morph NL | 10622-9 | Spermatozoa.normal/100 spermatozoa:NFr:Pt:Semen:Qn: | Kruger Criteria Strict Morphology
2018-07-19 | MSTC | Strict Criteria Sperm Morphology for Infertility Diagnosis and Treatment, Semen | OVAL2 | Strict Morph NL | 10622-9 | Spermatozoa.normal/100 spermatozoa:NFr:Pt:Semen:Qn: | Kruger Criteria Strict Morphology
2018-07-19 | MSTC1 | Strict Criteria Sperm Morphology for Infertility Diagnosis and Treatment, Semen | DBLF | Double Forms | 66497-9 | Spermatozoa.double forms/100 spermatozoa:NFr:Pt:Semen:Qn: | Kruger Criteria Strict Morphology
2018-07-19 | MSTC1 | Strict Criteria Sperm Morphology for Infertility Diagnosis and Treatment, Semen | MULTI | Multiple Defects | 66498-7 | Spermatozoa.multiple defects/100 spermatozoa:NFr:Pt:Semen:Qn: | Kruger Criteria Strict Morphology
2018-07-19 | MSTC | Strict Criteria Sperm Morphology for Infertility Diagnosis and Treatment, Semen | DBLF | Double Forms | 66497-9 | Spermatozoa.double forms/100 spermatozoa:NFr:Pt:Semen:Qn: | Kruger Criteria Strict Morphology
2018-07-19 | MSTC | Strict Criteria Sperm Morphology for Infertility Diagnosis and Treatment, Semen | MULTI | Multiple Defects | 66498-7 | Spermatozoa.multiple defects/100 spermatozoa:NFr:Pt:Semen:Qn: | Kruger Criteria Strict Morphology
2018-07-18 | MSTF | Myeloid Sarcoma, FISH, Tissue | 54576 | Result | 62356-1 | Chromosome analysis result in ISCN expression:Find:Pt:Bld/Tiss:Nom:Molgen | Fluorescence In Situ Hybridization (FISH)
2018-07-18 | SCTF | Sex Chromosome Determination, FISH, Tissue | 52078 | Result | 87436-2 | Chromosome X & Y aneuploidy:Find:Pt:Bld/Tiss:Doc:FISH | Fluorescence In Situ Hybridization (FISH)
2018-07-17 | RETF | Lung Cancer, RET (10q11) Rearrangement, FISH, Tissue | 52245 | Interpretation | 69965-2 | Clinical cytogeneticist review:Imp:Pt:XXX:Nar: | Fluorescence In Situ Hybridization (FISH)
2018-07-06 | CMAPC | Chromosomal Microarray, Autopsy, Products of Conception, or Stillbirth | 55253 | Result Summary | 86611-1 | Chromosome analysis:Find:Pt:Amnio fld/CVS:Doc:Microarray | Chromosomal Microarray (CMA)
2018-07-06 | CMAPC | Chromosomal Microarray, Autopsy, Products of Conception, or Stillbirth | 55254 | Result | 62356-1 | Chromosome analysis result in ISCN expression:Find:Pt:Bld/Tiss:Nom:Molgen | Chromosomal Microarray (CMA)
2018-07-06 | CMAPC | Chromosomal Microarray, Autopsy, Products of Conception, or Stillbirth | 55255 | Nomenclature | 62378-5 | Chromosome copy number change:Type:Pt:Bld/Tiss:Nom:Molgen | Chromosomal Microarray (CMA)
2018-07-06 | CMAPC | Chromosomal Microarray, Autopsy, Products of Conception, or Stillbirth | 55256 | Interpretation | 62357-9 | Chromosome analysis overall interpretation:Imp:Pt:Bld/Tiss:Ord:Molgen | Chromosomal Microarray (CMA)
2018-07-06 | CMAPC | Chromosomal Microarray, Autopsy, Products of Conception, or Stillbirth | 55257 | Source | 48002-0 | Genomic source class:Type:Pt:Bld/Tiss:Nom:Molgen | Chromosomal Microarray (CMA)
2018-07-06 | FHAL | Triazolam (Halcion) | Z1149 | Triazolam (Halcion) | 59762-5 | Triazolam:MCnc:Pt:Ser/Plas:Qn:Confirm | Liquid Chromatography/Tandem Mass Spectrometry (LC/MS/MS)
2018-07-06 | NARC | Narcolepsy-Associated Antigen, HLA-DQB1 Typing, Blood | NARC_ | Narcolepsy Associated Ag Result | 63558-1 | HLA-DQB1*06:02:PrThr:Pt:Bld/Tiss:Ord: | Polymerase Chain Reaction (PCR)/Sequence-Specific Oligonucleotide Probes (SSO)
2018-07-06 | NARC | Narcolepsy-Associated Antigen, HLA-DQB1 Typing, Blood | NARCC | Interpretation | 50595-8 | Pathologist interpretation:Imp:Pt:XXX:Nom: | Polymerase Chain Reaction (PCR)/Sequence-Specific Oligonucleotide Probes (SSO)
2018-07-03 | NONCP | Neuro-Oncology Expanded Gene Panel with Rearrangement, Tumor | 603049 | Result | 82939-0 | Genetic variant details:Find:Pt:Bld/Tiss:Nar:Molgen | Sequence Capture and Targeted Polymerase Chain Reaction (PCR)-Based Next-Generation Sequencing (NGS)
2018-07-03 | NONCP | Neuro-Oncology Expanded Gene Panel with Rearrangement, Tumor | 603050 | Interpretation | 69047-9 | Geneticist review:Imp:Pt:XXX:Nar: | Sequence Capture and Targeted Polymerase Chain Reaction (PCR)-Based Next-Generation Sequencing (NGS)
2018-07-03 | NONCP | Neuro-Oncology Expanded Gene Panel with Rearrangement, Tumor | 603051 | Additional Information | 48767-8 | Annotation comment:Imp:Pt:{system}:Nar: | Sequence Capture and Targeted Polymerase Chain Reaction (PCR)-Based Next-Generation Sequencing (NGS)
2018-07-03 | NONCP | Neuro-Oncology Expanded Gene Panel with Rearrangement, Tumor | 603052 | Specimen | 31208-2 | Specimen source:Prid:Pt:XXX:Nom: | Sequence Capture and Targeted Polymerase Chain Reaction (PCR)-Based Next-Generation Sequencing (NGS)
2018-07-03 | NONCP | Neuro-Oncology Expanded Gene Panel with Rearrangement, Tumor | 603053 | Source | 31208-2 | Specimen source:Prid:Pt:XXX:Nom: | Sequence Capture and Targeted Polymerase Chain Reaction (PCR)-Based Next-Generation Sequencing (NGS)
2018-07-03 | NONCP | Neuro-Oncology Expanded Gene Panel with Rearrangement, Tumor | 603055 | Released By | 18771-6 | Provider.signing name:Pn:Pt:Report:Nom: | Sequence Capture and Targeted Polymerase Chain Reaction (PCR)-Based Next-Generation Sequencing (NGS)
2018-07-02 | OPTMX | Opiate Confirmation, Chain of Custody, Meconium | 36227 | Interpretation | 8215-6 | Opiates:PrThr:Pt:Meconium:Ord:Confirm | Liquid Chromatography Tandem Mass Spectrometry (LC-MS/MS)
2018-07-02 | OPATM | Opiate Confirmation, Meconium | 31868 | Interpretation | 8215-6 | Opiates:PrThr:Pt:Meconium:Ord:Confirm | Liquid Chromatography-Tandem Mass Spectrometry (LC-MS/MS)
2018-06-29 | NGAMT | MayoComplete Acute Myeloid Leukemia, Therapeutic Gene Mutation Panel (FLT3, IDH1, IDH2, TP53), Next-Generation Sequencing, Varies | MP040 | Specimen Type | 31208-2 | Specimen source:Prid:Pt:XXX:Nom: | Next-Generation Sequencing (NGS)
2018-06-29 | NGSFX | Reanalysis of Acute Myeloid Leukemia 4- or 11- Gene Panels, Additional Genes | MP043 | Specimen Type | 31208-2 | Specimen source:Prid:Pt:XXX:Nom: | Only orderable as a reflex. For more information, see: -NGAMT / Acute Myeloid Leukemia, Therapeutic Gene Mutation Panel (FLT3, IDH1, IDH2, TP53) Next-Generation Sequencing, Varies -NGAML / Acute Myeloid Leukemia, 11-Gene Panel, Varies. Next-Generation Sequencing (NGS)
2018-06-29 | NGAMT | MayoComplete Acute Myeloid Leukemia, Therapeutic Gene Mutation Panel (FLT3, IDH1, IDH2, TP53), Next-Generation Sequencing, Varies | 601705 | Disclaimer | 62364-5 | Test performance information:Find:Pt:XXX:Nar: | Next-Generation Sequencing (NGS)
2018-06-29 | NGSFX | Reanalysis of Acute Myeloid Leukemia 4- or 11- Gene Panels, Additional Genes | 601692 | Disclaimer | 62364-5 | Test performance information:Find:Pt:XXX:Nar: | Only orderable as a reflex. For more information, see: -NGAMT / Acute Myeloid Leukemia, Therapeutic Gene Mutation Panel (FLT3, IDH1, IDH2, TP53) Next-Generation Sequencing, Varies -NGAML / Acute Myeloid Leukemia, 11-Gene Panel, Varies. Next-Generation Sequencing (NGS)
2018-06-26 | DHES1 | Dehydroepiandrosterone Sulfate, Serum | DHES1 | Dehydroepiandrosterone Sulfate, S | 2191-5 | Dehydroepiandrosterone sulfate:MCnc:Pt:Ser/Plas:Qn: | Immunoenzymatic Assay
2018-06-26 | SEQA | Sequential Maternal Screening, Part 1, Serum | 29454 | Maternal Weight | 29463-7 | Body weight:Mass:Pt:^Patient:Qn: | Immunoenzymatic Assay
2018-06-26 | SEQB | Sequential Maternal Screening, Part 2, Serum | 29479 | Maternal Weight | 29463-7 | Body weight:Mass:Pt:^Patient:Qn: | Immunoenzymatic Assay
2018-06-26 | MAFP1 | Alpha-Fetoprotein (AFP), Single Marker Screen, Maternal, Serum | 26717 | Maternal Weight | 29463-7 | Body weight:Mass:Pt:^Patient:Qn: | Two-Site Immunoenzymatic (Sandwich) Assay
2018-06-26 | QUAD1 | Quad Screen (Second Trimester) Maternal, Serum | 26717 | Maternal Weight | 29463-7 | Body weight:Mass:Pt:^Patient:Qn: | Immunoenzymatic Assay
2018-06-22 | ETGL | Ethylene Glycol, Serum | 8749 | Ethylene Glycol, S | 5646-5 | Ethylene glycol:MCnc:Pt:Ser/Plas/Bld:Qn: | Gas Chromatography-Flame Ionization Detection (GC-FID)
2018-06-22 | CORT | Cortisol, Serum | CORTP | Cortisol, S | 83088-5 | Cortisol:MCnc:Pt:Ser/Plas:Qn:IA | Immunoenzymatic Assay
2018-06-19 | HVDIP | HIV-1 and HIV-2 Antibody Confirmation and Differentiation, Plasma | 91947 | HIV-1 Ab Differentiation, P | 68961-2 | HIV 1 Ab:PrThr:Pt:Ser/Plas/Bld:Ord:IA.rapid | Rapid Immunochromatographic Assay
2018-06-19 | HVDIP | HIV-1 and HIV-2 Antibody Confirmation and Differentiation, Plasma | 91951 | HIV-2 Ab Differentiation, P | 81641-3 | HIV 2 Ab:PrThr:Pt:Ser/Plas/Bld:Ord:IA.rapid | Rapid Immunochromatographic Assay
2018-06-19 | HVDSP | HIV-1 and HIV-2 Antibody Confirmation and Differentiation, Prenatal, Plasma | 91952 | HIV-1 Ab Differentiation Prenatal, P | 68961-2 | HIV 1 Ab:PrThr:Pt:Ser/Plas/Bld:Ord:IA.rapid | Rapid Immunochromatographic Assay
2018-06-19 | HVDSP | HIV-1 and HIV-2 Antibody Confirmation and Differentiation, Prenatal, Plasma | 91953 | HIV-2 Ab Differentiation Prenatal, P | 81641-3 | HIV 2 Ab:PrThr:Pt:Ser/Plas/Bld:Ord:IA.rapid | Rapid Immunochromatographic Assay
2018-06-18 | CTFNA | Cytology Fine-Needle Aspiration, Varies | 71690 | Interpretation | 59465-5 | Pathologist review:Imp:Pt:XXX:Nar: | Light Microscopy
2018-06-18 | HEAB | Hepatitis B Virus e Antibody, Serum | HEAB | HBe Antibody, S | 33463-1 | Hepatitis B virus little e Ab.IgG:PrThr:Pt:Ser:Ord:IA | Electrochemiluminescence Immunoassay (ECLIA)
2018-06-13 | HVCOP | HIV-1 and HIV-2 Antigen and Antibody Routine Screen, Plasma | HIVC3 | HIV-1/-2 Ag and Ab Screen, P | 56888-1 | HIV 1+2 Ab+HIV1 p24 Ag:PrThr:Pt:Ser/Plas:Ord:IA | Electrochemiluminescence Immunoassay (ECLIA)
2018-06-12 | MISCF | Miscellaneous Studies Using Chromosome-Specific Probes, FISH | 52165 | Interpretation | 69965-2 | Clinical cytogeneticist review:Imp:Pt:XXX:Nar: | Fluorescence In Situ Hybridization (FISH)
2018-06-12 | GLIOF | 1p/19q Deletion in Gliomas, FISH, Tissue | 52108 | Result | 62356-1 | Chromosome analysis result in ISCN expression:Find:Pt:Bld/Tiss:Nom:Molgen | Fluorescence In Situ Hybridization (FISH) Using DNA Probes
2018-06-12 | GLIOF | 1p/19q Deletion in Gliomas, FISH, Tissue | 52109 | Interpretation | 69965-2 | Clinical cytogeneticist review:Imp:Pt:XXX:Nar: | Fluorescence In Situ Hybridization (FISH) Using DNA Probes
2018-06-12 | DDITF | Myxoid/Round Cell Liposarcoma, 12q13 (DDIT3 or CHOP) Rearrangement, FISH, Tissue | 52157 | Interpretation | 69965-2 | Clinical cytogeneticist review:Imp:Pt:XXX:Nar: | Fluorescence In Situ Hybridization (FISH)
2018-06-12 | ESTUF | Endometrial Stromal Tumors (EST), 7p15 (JAZF1), 6p21.32 (PHF1), 17p13.3 (YWHAE) Rearrangement, FISH, Tissue | 52149 | Interpretation | 69965-2 | Clinical cytogeneticist review:Imp:Pt:XXX:Nar: | Fluorescence In Situ Hybridization (FISH)
2018-06-12 | SS18F | Synovial Sarcoma (SS), 18q11.2 (SS18 or SYT) Rearrangement, FISH, Tissue | 52133 | Interpretation | 69965-2 | Clinical cytogeneticist review:Imp:Pt:XXX:Nar: | Fluorescence In Situ Hybridization (FISH)
2018-06-12 | GCTF | Germ Cell Tumor (GCT), Isochromosome 12p, FISH, Tissue | 52052 | Result | 62356-1 | Chromosome analysis result in ISCN expression:Find:Pt:Bld/Tiss:Nom:Molgen | Fluorescence In Situ Hybridization (FISH)
2018-06-12 | GCTF | Germ Cell Tumor (GCT), Isochromosome 12p, FISH, Tissue | 52053 | Interpretation | 69965-2 | Clinical cytogeneticist review:Imp:Pt:XXX:Nar: | Fluorescence In Situ Hybridization (FISH)
2018-06-12 | SCTF | Sex Chromosome Determination, FISH, Tissue | 52079 | Interpretation | 69965-2 | Clinical cytogeneticist review:Imp:Pt:XXX:Nar: | Fluorescence In Situ Hybridization (FISH)
2018-06-12 | TFE3F | Alveolar Soft Part Sarcoma (ASPS)/Renal Cell Carcinoma (RCC), Xp11.23 (TFE3), FISH, Tissue | 52093 | Interpretation | 69965-2 | Clinical cytogeneticist review:Imp:Pt:XXX:Nar: | Fluorescence In Situ Hybridization (FISH)
2018-06-12 | SRYF | Sex-Determining Region Y, Yp11.3 Deletion, FISH | 52005 | Interpretation | 69965-2 | Clinical cytogeneticist review:Imp:Pt:XXX:Nar: | Fluorescence In Situ Hybridization (FISH)
2018-06-12 | OPATX | Opiates Confirmation, Chain of Custody, Random, Urine | 36219 | Chain of Custody | 77202-0 | Laboratory comment:Txt:Pt:Report:Nar: | Immunoassay/ Liquid Chromatography Tandem Mass Spectrometry (LC-MS/MS)
2018-06-12 | OPTMX | Opiate Confirmation, Chain of Custody, Meconium | 36228 | Chain of Custody | 77202-0 | Laboratory comment:Txt:Pt:Report:Nar: | Liquid Chromatography Tandem Mass Spectrometry (LC-MS/MS)
2018-06-12 | CDA7X | Drug Abuse Survey with Confirmation, Panel 9, Chain of Custody, Random, Urine | 36261 | Chain of Custody | 77202-0 | Laboratory comment:Txt:Pt:Report:Nar: | Enzymatic Assay/Immunoassay
2018-06-12 | DSM4X | Drugs of Abuse Screen 4, Chain of Custody, Meconium | 36177 | Chain of Custody | 77202-0 | Laboratory comment:Txt:Pt:Report:Nar: | Competitive Chemiluminescent Immunoassay (CIA)
2018-06-12 | DSM5X | Drugs of Abuse Screen 5, Chain of Custody, Meconium | 36184 | Chain of Custody | 77202-0 | Laboratory comment:Txt:Pt:Report:Nar: | Competitive Chemiluminescent Immunoassay (CIA)
2018-06-12 | ETGX | Ethyl Glucuronide Confirmation, Chain of Custody, Random, Urine | 36852 | Chain of Custody | 77202-0 | Laboratory comment:Txt:Pt:Report:Nar: | Liquid Chromatography Tandem Mass Spectrometry (LC-MS/MS)
2018-06-12 | MAMMX | 6-Monoacetylmorphine (6-MAM) Confirmation, Chain of Custody, Meconium | 36204 | Chain of Custody | 77202-0 | Laboratory comment:Txt:Pt:Report:Nar: | Liquid Chromatography Tandem Mass Spectrometry (LC-MS/MS)
2018-06-12 | MTDNX | Methadone Confirmation, Chain of Custody, Random, Urine | 36211 | Chain of Custody | 77202-0 | Laboratory comment:Txt:Pt:Report:Nar: | Immunoassay/Gas Chromatography Mass Spectrometry (GC-MS)
2018-06-12 | PCPMX | Phencyclidine (PCP) Confirmation, Chain of Custody, Meconium | 36234 | Chain of Custody | 77202-0 | Laboratory comment:Txt:Pt:Report:Nar: | Liquid Chromatography Tandem Mass Spectrometry (LC-MS/MS)
2018-06-12 | PCPX | Phencyclidine Confirmation, Chain of Custody, Random, Urine | 36231 | Chain of Custody | 77202-0 | Laboratory comment:Txt:Pt:Report:Nar: | Immunoassay/Gas Chromatography Mass Spectrometry (GC-MS) Confirmation with Quantitation
2018-06-12 | PDSUX | Drug Screen, Prescription/Over the Counter, Chain of Custody, Random, Urine | 36237 | Chain of Custody | 77202-0 | Laboratory comment:Txt:Pt:Report:Nar: | Gas Chromatography Mass Spectrometry (GC-MS)
2018-06-12 | THCMX | 11-nor-Delta-9-Tetrahydrocannabinol-9-Carboxylic Acid (Carboxy-THC) Confirmation, Chain of Custody, Meconium | 36307 | Chain of Custody | 77202-0 | Laboratory comment:Txt:Pt:Report:Nar: | Liquid Chromatography Tandem Mass Spectrometry (LC-MS/MS)
2018-06-12 | THCX | Delta-8 and Delta-9-Carboxy-Tetrahydrocannabinol (THC) Confirmation, Chain of Custody, Random, Urine | 36240 | Chain of Custody | 77202-0 | Laboratory comment:Txt:Pt:Report:Nar: | Immunoassay/Liquid Chromatography Tandem Mass Spectrometry (LC-MS/MS)
2018-06-12 | VLTBX | Volatile Screen, Chain of Custody, Blood | 36246 | Chain of Custody | 77202-0 | Laboratory comment:Txt:Pt:Report:Nar: | Headspace Gas Chromatography Flame Ionization Detector (HSGC-FID)
2018-06-12 | VLTUX | Volatile Screen, Chain of Custody, Random, Urine | 36252 | Chain of Custody | 77202-0 | Laboratory comment:Txt:Pt:Report:Nar: | Headspace Gas Chromatography Flame Ionization Detector (HSGC-FID)
2018-06-12 | PN10X | Pain Clinic Survey 10, Chain of Custody | 36261 | Chain of Custody | 77202-0 | Laboratory comment:Txt:Pt:Report:Nar: | Only orderable as part of a profile. For more information see PANOX / Pain Clinic Survey 10, Chain of Custody, Urine.
2018-06-12 | FENTX | Fentanyl with Metabolite Confirmation, Chain of Custody, Random, Urine | 36193 | Chain of Custody | 77202-0 | Laboratory comment:Txt:Pt:Report:Nar: | Immunoassay/Liquid Chromatography Tandem Mass Spectrometry (LC-MS/MS)
2018-06-12 | BUPMX | Buprenorphine and Norbuprenorphine, Chain of Custody, Random, Urine | 56645 | Chain of Custody | 77202-0 | Laboratory comment:Txt:Pt:Report:Nar: | Immunoassay/Liquid Chromatography Tandem Mass Spectrometry (LC-MS/MS)
2018-06-12 | 6MAMX | 6-Monoacetylmorphine, Chain of Custody, Random, Urine | 36120 | Chain of Custody | 77202-0 | Laboratory comment:Txt:Pt:Report:Nar: | Gas Chromatography Mass Spectrometry (GC-MS)
2018-06-12 | ALCX | Ethanol, Chain of Custody, Blood | 36161 | Chain of Custody | 77202-0 | Laboratory comment:Txt:Pt:Report:Nar: | Headspace Gas Chromatography with Flame Ionization Detector (HSGC-FID)
2018-06-12 | AMPHX | Amphetamines Confirmation, Chain of Custody, Random, Urine | 36135 | Chain of Custody | 77202-0 | Laboratory comment:Txt:Pt:Report:Nar: | Immunoassay/Liquid Chromatography Tandem Mass Spectrometry (LC-MS/MS)
2018-06-12 | AMPMX | Amphetamine-Type Stimulants Confirmation, Chain of Custody, Meconium | 36142 | Chain of Custody | 77202-0 | Laboratory comment:Txt:Pt:Report:Nar: | Liquid Chromatography Tandem Mass Spectrometry (LC-MS/MS)
2018-06-12 | BARBX | Barbiturates Confirmation, Chain of Custody, Random, Urine | 36149 | Chain of Custody | 77202-0 | Laboratory comment:Txt:Pt:Report:Nar: | Immunoassay/Gas Chromatography Mass Spectrometry (GC-MS) Confirmation with Quantitation
2018-06-12 | COKEX | Cocaine and Metabolite Confirmation, Chain of Custody, Random, Urine | 36165 | Chain of Custody | 77202-0 | Laboratory comment:Txt:Pt:Report:Nar: | Immunoassay/Gas Chromatography Mass Spectrometry (GC-MS)
2018-06-12 | COKMX | Cocaine and Metabolite Confirmation, Chain of Custody, Meconium | 36171 | Chain of Custody | 77202-0 | Laboratory comment:Txt:Pt:Report:Nar: | Liquid Chromatography-Tandem Mass Spectrometry (LC-MS/MS)
2018-06-12 | DASM4 | Drugs of Abuse Screen, Meconium 4 | 32087 | Chain of Custody | 77202-0 | Laboratory comment:Txt:Pt:Report:Nar: | Competitive Chemiluminescent Immunoassay (CIA)
2018-06-12 | DASM5 | Drugs of Abuse Screen, Meconium 5 | 32208 | Chain of Custody | 77202-0 | Laboratory comment:Txt:Pt:Report:Nar: | Competitive Chemiluminescent Immunoassay (CIA)
2018-06-12 | OXYCX | Oxycodone with Metabolite Confirmation, Chain of Custody, Random, Urine | 36028 | Chain of Custody | 77202-0 | Laboratory comment:Txt:Pt:Report:Nar: | Immunoassay/Liquid Chromatography Tandem Mass Spectrometry (LC-MS/MS)
2018-06-12 | OXYSX | Oxycodone Screen, Chain of Custody, Random, Urine | 36027 | Chain of Custody | 77202-0 | Laboratory comment:Txt:Pt:Report:Nar: | Immunoassay
2018-06-12 | VLTB | Volatile Screen, Blood | 34377 | Chain of Custody | 77202-0 | Laboratory comment:Txt:Pt:Report:Nar: | Headspace Gas Chromatography Flame Ionization Detector (HSGC-FID)
2018-06-12 | VLTS | Volatile Screen, Serum | 34376 | Chain of Custody | 77202-0 | Laboratory comment:Txt:Pt:Report:Nar: | Headspace Gas Chromatography Flame Ionization Detector (HSGC-FID)
2018-06-12 | VLTU | Volatile Screen, Random, Urine | 34378 | Chain of Custody | 77202-0 | Laboratory comment:Txt:Pt:Report:Nar: | Headspace Gas Chromatography with Flame Ionization Detector (HSGC-FID)
2018-06-12 | 6MAMU | 6-Monoacetylmorphine Confirmation, Random, Urine | 29899 | Chain of Custody | 77202-0 | Laboratory comment:Txt:Pt:Report:Nar: | Gas Chromatography Mass Spectrometry (GC-MS)
2018-06-12 | AMPHM | Amphetamine-Type Stimulants Confirmation, Meconium | 31883 | Chain of Custody | 77202-0 | Laboratory comment:Txt:Pt:Report:Nar: | Liquid Chromatography-Tandem Mass Spectrometry (LC-MS/MS)
2018-06-12 | CDAU7 | Drug Abuse Survey with Confirmation, Panel 9, Random, Urine | 20672 | Chain of Custody | 77202-0 | Laboratory comment:Txt:Pt:Report:Nar: | Enzymatic Assay/Immunoassay ETOH: Headspace Gas Chromatography with Flame Ionization Detector (HSGC-FID)
2018-06-12 | COKEM | Cocaine and Metabolites Confirmation, Meconium | 31865 | Chain of Custody | 77202-0 | Laboratory comment:Txt:Pt:Report:Nar: | Liquid Chromatography Tandem Mass Spectrometry (LC-MS/MS)
2018-06-12 | COKEU | Cocaine and Metabolite Confirmation, Random, Urine | 28080 | Chain of Custody | 77202-0 | Laboratory comment:Txt:Pt:Report:Nar: | Gas Chromatography Mass Spectrometry (GC-MS) Confirmation with Quantitation
2018-06-12 | DSS | Drug Screen, Prescription/Over the Counter, Serum | 31168 | Chain of Custody | 77202-0 | Laboratory comment:Txt:Pt:Report:Nar: | Gas Chromatography Mass Spectrometry (GC-MS)
2018-06-12 | MTDNU | Methadone Confirmation, Random, Urine | 21110 | Chain of Custody | 77202-0 | Laboratory comment:Txt:Pt:Report:Nar: | Gas Chromatography Mass Spectrometry (GC-MS) Confirmation with Quantitation
2018-06-12 | PCPU | Phencyclidine Confirmation, Random, Urine | 21193 | Chain of Custody | 77202-0 | Laboratory comment:Txt:Pt:Report:Nar: | Gas Chromatography Mass Spectrometry (GC-MS) Confirmation with Quantitation
2018-06-12 | THCM | 11-nor-Delta-9-Tetrahydrocannabinol-9-Carboxylic Acid (Carboxy-THC) Confirmation, Meconium | 31877 | Chain of Custody | 77202-0 | Laboratory comment:Txt:Pt:Report:Nar: | Liquid Chromatography Tandem Mass Spectrometry (LC-MS/MS)
2018-06-12 | FENTS | Fentanyl, Serum | 31832 | Chain of Custody | 77202-0 | Laboratory comment:Txt:Pt:Report:Nar: | Liquid Chromatography Tandem Mass Spectrometry (LC-MS/MS)
2018-06-12 | OPATM | Opiate Confirmation, Meconium | 31869 | Chain of Custody | 77202-0 | Laboratory comment:Txt:Pt:Report:Nar: | Liquid Chromatography-Tandem Mass Spectrometry (LC-MS/MS)
2018-06-12 | BARBU | Barbiturates Confirmation, Random, Urine | 20647 | Chain of Custody | 77202-0 | Laboratory comment:Txt:Pt:Report:Nar: | Gas Chromatography Mass Spectrometry (GC-MS)
2018-06-12 | TLB | Thallium, Blood | 8149 | Thallium, B | 5743-0 | Thallium:MCnc:Pt:Bld:Qn: | Inductively Coupled Plasma Mass Spectrometry (ICP-MS)
2018-06-12 | HIVSP | HIV Antigen and Antibody Prenatal Routine Screen, Plasma | HIVC5 | HIV-1/-2 Ag and Ab Prenatal Scrn, P | 56888-1 | HIV 1+2 Ab+HIV1 p24 Ag:PrThr:Pt:Ser/Plas:Ord:IA | Electrochemiluminescence Immunoassay (ECLIA)
2018-06-11 | CDG | Carbohydrate Deficient Transferrin for Congenital Disorders of Glycosylation, Serum | 50820 | Interpretation | 53808-2 | Oligosaccharides pattern:Imp:Pt:Ser/Plas:Nar: | Affinity Chromatography-Mass Spectrometry (MS)
2018-06-11 | HIVDX | HIV-1 and HIV-2 Antigen and Antibody Diagnostic Evaluation, Plasma | HIVC4 | HIV-1/-2 Ag and Ab Diagnostic, P | 56888-1 | HIV 1+2 Ab+HIV1 p24 Ag:PrThr:Pt:Ser/Plas:Ord:IA | Electrochemiluminescence Immunoassay (ECLIA)
2018-06-08 | HIQNP | HIV-1 RNA Detection and Quantification, Prenatal, Plasma | 65567 | HIV-1 RNA Detect/Quant Prenatal, P | 70241-5 | HIV 1 RNA:NCnc:Pt:Plas:Qn:Probe.amp.tar detection limit = 20 copies/mL | Real-Time Reverse Transcription-Polymerase Chain Reaction (RT-PCR)
2018-06-08 | BAPS | Bile Acid Profile, Serum | 35806 | Lithocholic acid | 74897-0 | Lithocholate:SCnc:Pt:Ser/Plas:Qn: | Liquid Chromatography Tandem Mass Spectrometry (LC-MS/MS)
2018-06-01 | ERPR | Estrogen/Progesterone Receptor, Semi-Quantitative Immunohistochemistry, Manual | 70965 | Interpretation | 50595-8 | Pathologist interpretation:Imp:Pt:XXX:Nom: | Semi-Quantitative Immunohistochemistry
2018-05-25 | LLPT | Leukemia/Lymphoma Immunophenotyping, Flow Cytometry, Tissue | 19580 | *Previous Report Follows* | 22639-9 | Path report.supplemental reports:Find:Pt:Specimen:Nar: | Immunophenotyping
2018-05-25 | DDITT | D-Dimer, Plasma | DDITT | D-Dimer, P | 48067-3 | Fibrin D-dimer FEU:MCnc:Pt:PPP:Qn:IA | Turbidimetric Immunoassay
2018-05-25 | CTXP | Cerebrotendinous Xanthomatosis, Plasma | BA4378 | Reviewed By | 18771-6 | Provider.signing name:Pn:Pt:Report:Nom: | Liquid Chromatography-Tandem Mass Spectrometry (LC-MS/MS)
2018-05-25 | CTXBS | Cerebrotendinous Xanthomatosis, Blood Spot | BA4362 | Reviewed By | 18771-6 | Provider.signing name:Pn:Pt:Report:Nom: | Liquid Chromatography Tandem Mass Spectrometry (LC-MS/MS)
2018-05-25 | CTXWB | Cerebrotendinous Xanthomatosis, Blood | BA4366 | Reviewed By | 18771-6 | Provider.signing name:Pn:Pt:Report:Nom: | Liquid Chromatography Tandem Mass Spectrometry (LC-MS/MS)
2018-05-25 | GPSYP | Glucopsychosine, Plasma | BA4374 | Reviewed By | 18771-6 | Provider.signing name:Pn:Pt:Report:Nom: | Liquid Chromatography Tandem Mass Spectrometry (LC-MS/MS)
2018-05-25 | GPSYW | Glucopsychosine, Blood | BA4358 | Reviewed By | 18771-6 | Provider.signing name:Pn:Pt:Report:Nom: | Liquid Chromatography Tandem Mass Spectrometry (LC-MS/MS)
2018-05-25 | HSMP | Hepatosplenomegaly Panel, Plasma | 601543 | Reviewed By | 18771-6 | Provider.signing name:Pn:Pt:Report:Nom: | Liquid Chromatography Tandem Mass Spectrometry (LC-MS/MS)
2018-05-25 | LGBBS | Globotriaosylsphingosine, Blood Spot | BA4369 | Reviewed By | 18771-6 | Provider.signing name:Pn:Pt:Report:Nom: | Liquid Chromatography Tandem Mass Spectrometry (LC-MS/MS)
2018-05-25 | LGBWB | Globotriaosylsphingosine, Blood | BA4372 | Reviewed By | 18771-6 | Provider.signing name:Pn:Pt:Report:Nom: | Liquid Chromatography Tandem Mass Spectrometry (LC-MS/MS)
2018-05-25 | OXYWB | Oxysterols, Blood | BA4355 | Reviewed By | 18771-6 | Provider.signing name:Pn:Pt:Report:Nom: | Liquid Chromatography Tandem Mass Spectrometry (LC-MS/MS)
2018-05-25 | HSMBS | Hepatosplenomegaly Panel, Blood Spot | 601527 | Reviewed By | 18771-6 | Provider.signing name:Pn:Pt:Report:Nom: | Liquid Chromatography Tandem Mass Spectrometry (LC-MS/MS)
2018-05-25 | HSMWB | Hepatosplenomegaly Panel, Blood | 601535 | Reviewed By | 18771-6 | Provider.signing name:Pn:Pt:Report:Nom: | Liquid Chromatography Tandem Mass Spectrometry (LC-MS/MS)
2018-05-22 | CRDPU | Creatine Disorders Panel, Random, Urine | 23270 | Creatine Disorders Panel Interp | 79292-9 | Creatine, guanidinoacetate & creatinine pattern:Imp:Pt:Urine:Nar: | Liquid Chromatography Tandem Mass Spectometry (LC-MS/MS)
2018-05-15 | TCP | T-Cell Subsets, Naive, Memory, and Activated, Blood | 29165 | CD4+CD62L+CD27+ naive T cells | 89331-3 | Cells.CD3+CD4+CD27+CD62L+:NCnc:Pt:Bld:Qn: | Flow Cytometry
2018-05-15 | TCP | T-Cell Subsets, Naive, Memory, and Activated, Blood | 29167 | CD8+CD62L+CD27+naive T cells | 89330-5 | Cells.CD3+CD8+CD27+CD62L+:NCnc:Pt:Bld:Qn: | Flow Cytometry
2018-05-15 | TCP | T-Cell Subsets, Naive, Memory, and Activated, Blood | 29169 | CD4+CD62L+CD27+CD45RO+ (Tcm) | 89329-7 | Cells.CD3+CD4+CD27+CD45RO+CD62L+:NCnc:Pt:Bld:Qn: | Flow Cytometry
2018-05-15 | TCP | T-Cell Subsets, Naive, Memory, and Activated, Blood | 29170 | CD4+CD62L-CD27-CD45RO+ (Tem) | 89328-9 | Cells.CD3+CD4+CD27-CD45RO+CD62L-:NCnc:Pt:Bld:Qn: | Flow Cytometry
2018-05-15 | TCP | T-Cell Subsets, Naive, Memory, and Activated, Blood | 29173 | CD8+CD62L-CD27- CD45RO+ (Tem) | 89327-1 | Cells.CD3+CD8+CD27-CD45RO+CD62L-:NCnc:Pt:Bld:Qn: | Flow Cytometry
2018-05-15 | TCP | T-Cell Subsets, Naive, Memory, and Activated, Blood | 29175 | CD4+HLA DR+CD28+ T cells | 89326-3 | Cells.CD3+CD4+CD28+HLA DR+:NCnc:Pt:Bld:Qn: | Flow Cytometry
2018-05-15 | TCP | T-Cell Subsets, Naive, Memory, and Activated, Blood | 29176 | CD8+HLA DR+CD28+ T cells | 89325-5 | Cells.CD3+CD8+CD28+HLA DR+:NCnc:Pt:Bld:Qn: | Flow Cytometry
2018-05-15 | TCP | T-Cell Subsets, Naive, Memory, and Activated, Blood | 29152 | %CD4+CD62L+CD27+ naive T cells | 89340-4 | Cells.CD27+CD62L+/100 Cells.CD3+CD4+:NFr:Pt:Bld:Qn: | Flow Cytometry
2018-05-15 | TCP | T-Cell Subsets, Naive, Memory, and Activated, Blood | 29154 | %CD8+CD62L+CD27+naive T cells | 89339-6 | Cells.CD27+CD62L+/100 Cells.CD3+CD8+:NFr:Pt:Bld:Qn: | Flow Cytometry
2018-05-15 | TCP | T-Cell Subsets, Naive, Memory, and Activated, Blood | 29156 | %CD4+CD62L+CD27+CD45RO+ (Tcm) | 89338-8 | Cells.CD27+CD45RO+CD62L+CCR7+/100 Cells.CD3+CD4+:NFr:Pt:Bld:Qn: | Flow Cytometry
2018-05-15 | TCP | T-Cell Subsets, Naive, Memory, and Activated, Blood | 29157 | %CD4+CD62L-CD27-CD45RO+ (Tem) | 89337-0 | Cells.CD27-CD45RO+CD62L-CCR7-/100 Cells.CD3+CD4+:NFr:Pt:Bld:Qn: | Flow Cytometry
2018-05-15 | TCP | T-Cell Subsets, Naive, Memory, and Activated, Blood | 29158 | %CD8+CD45RO+ memory T cells | 89336-2 | Cells.CD45RO/100 Cells.CD3+CD8+:NFr:Pt:Bld:Qn: | Flow Cytometry
2018-05-15 | TCP | T-Cell Subsets, Naive, Memory, and Activated, Blood | 29159 | %CD8+CD62L+CD27+CD45RO+ (Tcm) | 89335-4 | Cells.CD27+CD45RO+CD62L+CCR7+/100 Cells.CD3+CD8+:NFr:Pt:Bld:Qn: | Flow Cytometry
2018-05-15 | TCP | T-Cell Subsets, Naive, Memory, and Activated, Blood | 29160 | %CD8+CD62L-CD27-CD45RO+ (Tem) | 89334-7 | Cells.CD27-CD45RO+CD62L-CCR7-/100 Cells.CD3+CD8+:NFr:Pt:Bld:Qn: | Flow Cytometry
2018-05-15 | TCP | T-Cell Subsets, Naive, Memory, and Activated, Blood | 29162 | %CD4+HLA DR+CD28+ T cells | 89333-9 | Cells.CD28+HLA DR+/100 Cells.CD3+CD4+:NFr:Pt:Bld:Qn: | Flow Cytometry
2018-05-15 | TCP | T-Cell Subsets, Naive, Memory, and Activated, Blood | 29163 | %CD8+HLA DR+CD28+ T cells | 89332-1 | Cells.CD28+HLA DR+/100 Cells.CD3+CD8+:NFr:Pt:Bld:Qn: | Flow Cytometry
2018-05-15 | TREGS | T-Cell Subsets, Regulatory (Tregs), Blood | 29145 | % N. Naive Tregs | 89319-8 | Cells.CD25+CD45RA+CD127Low+/100 Cells.CD4:NFr:Pt:Bld:Qn: | Flow Cytometry
2018-05-15 | TREGS | T-Cell Subsets, Regulatory (Tregs), Blood | 29146 | % CD4+CD25-CD127+ (Tr1/Th3) | 89318-0 | Cells.CD25-CD127+/100 Cells.CD4:NFr:Pt:Bld:Qn: | Flow Cytometry
2018-05-15 | TREGS | T-Cell Subsets, Regulatory (Tregs), Blood | 29148 | CD4+CD25+CD127loCD45RO+ (Nat Tregs) | 89316-4 | Cells.CD4+CD25+CD45RO+CD127Low+:Ncnc:Pt:Bld:Qn: | Flow Cytometry
2018-05-15 | TREGS | T-Cell Subsets, Regulatory (Tregs), Blood | 29149 | CD4+CD25+CD127loCD45RA+ Naive Tregs | 89315-6 | Cells.CD4+CD25+CD45RA+CD127Low+:NCnc:Pt:Bld:Qn: | Flow Cytometry
2018-05-15 | TREGS | T-Cell Subsets, Regulatory (Tregs), Blood | 29150 | CD4+CD25-CD127+ (Tr1/Th3) | 89317-2 | Cells.CD4+CD25-CD127+:NCnc:Pt:Bld:Qn: | Flow Cytometry
2018-05-15 | TREGS | T-Cell Subsets, Regulatory (Tregs), Blood | 29144 | % Natural Tregs | 89320-6 | Cells.CD25+CD45RO+CD127Low+/100 Cells.CD4:NFr:Pt:Bld:Qn: | Flow Cytometry
2018-05-15 | QNKS | Natural Killer (NK)/Natural Killer T-Cell Subsets, Quantitative, Blood | NKP3N | % Total CD45+CD3- cells | 89311-5 | Cells.CD3-CD45+/100 cells:NFr:Pt:Bld:Qn: | Flow Cytometry
2018-05-15 | QNKS | Natural Killer (NK)/Natural Killer T-Cell Subsets, Quantitative, Blood | NKA3N | Total CD45+CD3- cells | 89313-1 | Cells.CD3-CD45+:NCnc:Pt:Bld:Qn: | Flow Cytometry
2018-05-15 | QNKS | Natural Killer (NK)/Natural Killer T-Cell Subsets, Quantitative, Blood | NKAL3 | Total CD45+CD3+ Cells | 89312-3 | Cells.CD3+CD45+:NCnc:Pt:Bld:Qn: | Flow Cytometry
2018-05-15 | TOPSU | Targeted Opioid Screen, Random, Urine | 42351 | N-desmethyltapentadol | 89306-5 | Nortapentadol:PrThr:Pt:Urine:Ord:Screen | Only orderable as part of profile. For more information see: -CSMPU / Controlled Substance Monitoring Panel, Random, Urine -ADMPU / Addiction Medicine Profile with Reflex, 22 Drug Classes, High Resolution Mass Spectrometry and Immunoassay Screen, Random, Urine -CSMEU / Controlled Substance Monitoring Enhanced Profile with Reflex, 21 Drug Classes, High Resolution Mass Spectrometry and Immunoassay Screen, Random, Urine -CSMTU / Controlled Substance Monitoring Targeted Profile, 17 Drug Classes, Mass Spectrometry, Random, Urine -TOSU / Targeted Opioid Screen, Random, Urine Liquid Chromatography Tandem Mass Spectrometry, High-Resolution Accurate Mass (LC-MS/MS HRAM)
2018-05-15 | TOPSU | Targeted Opioid Screen, Random, Urine | 42355 | Norbuprenorphine glucuronide | 89305-7 | Norbuprenorphine-3-glucuronide:PrThr:Pt:Urine:Ord:Screen | Only orderable as part of profile. For more information see: -CSMPU / Controlled Substance Monitoring Panel, Random, Urine -ADMPU / Addiction Medicine Profile with Reflex, 22 Drug Classes, High Resolution Mass Spectrometry and Immunoassay Screen, Random, Urine -CSMEU / Controlled Substance Monitoring Enhanced Profile with Reflex, 21 Drug Classes, High Resolution Mass Spectrometry and Immunoassay Screen, Random, Urine -CSMTU / Controlled Substance Monitoring Targeted Profile, 17 Drug Classes, Mass Spectrometry, Random, Urine -TOSU / Targeted Opioid Screen, Random, Urine Liquid Chromatography Tandem Mass Spectrometry, High-Resolution Accurate Mass (LC-MS/MS HRAM)
2018-05-15 | TOPSU | Targeted Opioid Screen, Random, Urine | 42324 | Codeine-6-beta-glucuronide | 89310-7 | Codeine-6-glucuronide:PrThr:Pt:Urine:Ord:Screen | Only orderable as part of profile. For more information see: -CSMPU / Controlled Substance Monitoring Panel, Random, Urine -ADMPU / Addiction Medicine Profile with Reflex, 22 Drug Classes, High Resolution Mass Spectrometry and Immunoassay Screen, Random, Urine -CSMEU / Controlled Substance Monitoring Enhanced Profile with Reflex, 21 Drug Classes, High Resolution Mass Spectrometry and Immunoassay Screen, Random, Urine -CSMTU / Controlled Substance Monitoring Targeted Profile, 17 Drug Classes, Mass Spectrometry, Random, Urine -TOSU / Targeted Opioid Screen, Random, Urine Liquid Chromatography Tandem Mass Spectrometry, High-Resolution Accurate Mass (LC-MS/MS HRAM)
2018-05-15 | TOPSU | Targeted Opioid Screen, Random, Urine | 42326 | Morphine-6-beta-glucuronide | 89308-1 | Morphine-6-glucuronide:PrThr:Pt:Urine:Ord:Screen | Only orderable as part of profile. For more information see: -CSMPU / Controlled Substance Monitoring Panel, Random, Urine -ADMPU / Addiction Medicine Profile with Reflex, 22 Drug Classes, High Resolution Mass Spectrometry and Immunoassay Screen, Random, Urine -CSMEU / Controlled Substance Monitoring Enhanced Profile with Reflex, 21 Drug Classes, High Resolution Mass Spectrometry and Immunoassay Screen, Random, Urine -CSMTU / Controlled Substance Monitoring Targeted Profile, 17 Drug Classes, Mass Spectrometry, Random, Urine -TOSU / Targeted Opioid Screen, Random, Urine Liquid Chromatography Tandem Mass Spectrometry, High-Resolution Accurate Mass (LC-MS/MS HRAM)
2018-05-15 | TOPSU | Targeted Opioid Screen, Random, Urine | 42343 | Naloxone-3-beta-glucuronide | 89307-3 | Naloxone-3-glucuronide:PrThr:Pt:Urine:Ord:Screen | Only orderable as part of profile. For more information see: -CSMPU / Controlled Substance Monitoring Panel, Random, Urine -ADMPU / Addiction Medicine Profile with Reflex, 22 Drug Classes, High Resolution Mass Spectrometry and Immunoassay Screen, Random, Urine -CSMEU / Controlled Substance Monitoring Enhanced Profile with Reflex, 21 Drug Classes, High Resolution Mass Spectrometry and Immunoassay Screen, Random, Urine -CSMTU / Controlled Substance Monitoring Targeted Profile, 17 Drug Classes, Mass Spectrometry, Random, Urine -TOSU / Targeted Opioid Screen, Random, Urine Liquid Chromatography Tandem Mass Spectrometry, High-Resolution Accurate Mass (LC-MS/MS HRAM)
2018-05-15 | TOPSU | Targeted Opioid Screen, Random, Urine | 42334 | Noroxycodone | 89303-2 | Noroxycodone:PrThr:Pt:Urine:Ord:Screen | Only orderable as part of profile. For more information see: -CSMPU / Controlled Substance Monitoring Panel, Random, Urine -ADMPU / Addiction Medicine Profile with Reflex, 22 Drug Classes, High Resolution Mass Spectrometry and Immunoassay Screen, Random, Urine -CSMEU / Controlled Substance Monitoring Enhanced Profile with Reflex, 21 Drug Classes, High Resolution Mass Spectrometry and Immunoassay Screen, Random, Urine -CSMTU / Controlled Substance Monitoring Targeted Profile, 17 Drug Classes, Mass Spectrometry, Random, Urine -TOSU / Targeted Opioid Screen, Random, Urine Liquid Chromatography Tandem Mass Spectrometry, High-Resolution Accurate Mass (LC-MS/MS HRAM)
2018-05-15 | TOPSU | Targeted Opioid Screen, Random, Urine | 42337 | Noroxymorphone | 89302-4 | Noroxymorphone:PrThr:Pt:Urine:Ord:Screen | Only orderable as part of profile. For more information see: -CSMPU / Controlled Substance Monitoring Panel, Random, Urine -ADMPU / Addiction Medicine Profile with Reflex, 22 Drug Classes, High Resolution Mass Spectrometry and Immunoassay Screen, Random, Urine -CSMEU / Controlled Substance Monitoring Enhanced Profile with Reflex, 21 Drug Classes, High Resolution Mass Spectrometry and Immunoassay Screen, Random, Urine -CSMTU / Controlled Substance Monitoring Targeted Profile, 17 Drug Classes, Mass Spectrometry, Random, Urine -TOSU / Targeted Opioid Screen, Random, Urine Liquid Chromatography Tandem Mass Spectrometry, High-Resolution Accurate Mass (LC-MS/MS HRAM)
2018-05-15 | TOPSU | Targeted Opioid Screen, Random, Urine | 42329 | Norhydrocodone | 89304-0 | Norhydrocodone:PrThr:Pt:Urine:Ord:Screen | Only orderable as part of profile. For more information see: -CSMPU / Controlled Substance Monitoring Panel, Random, Urine -ADMPU / Addiction Medicine Profile with Reflex, 22 Drug Classes, High Resolution Mass Spectrometry and Immunoassay Screen, Random, Urine -CSMEU / Controlled Substance Monitoring Enhanced Profile with Reflex, 21 Drug Classes, High Resolution Mass Spectrometry and Immunoassay Screen, Random, Urine -CSMTU / Controlled Substance Monitoring Targeted Profile, 17 Drug Classes, Mass Spectrometry, Random, Urine -TOSU / Targeted Opioid Screen, Random, Urine Liquid Chromatography Tandem Mass Spectrometry, High-Resolution Accurate Mass (LC-MS/MS HRAM)
2018-05-15 | TOPSU | Targeted Opioid Screen, Random, Urine | 42352 | Tapentadol-beta-glucuronide | 89300-8 | Tapentadol glucuronide:PrThr:Pt:Urine:Ord:Screen | Only orderable as part of profile. For more information see: -CSMPU / Controlled Substance Monitoring Panel, Random, Urine -ADMPU / Addiction Medicine Profile with Reflex, 22 Drug Classes, High Resolution Mass Spectrometry and Immunoassay Screen, Random, Urine -CSMEU / Controlled Substance Monitoring Enhanced Profile with Reflex, 21 Drug Classes, High Resolution Mass Spectrometry and Immunoassay Screen, Random, Urine -CSMTU / Controlled Substance Monitoring Targeted Profile, 17 Drug Classes, Mass Spectrometry, Random, Urine -TOSU / Targeted Opioid Screen, Random, Urine Liquid Chromatography Tandem Mass Spectrometry, High-Resolution Accurate Mass (LC-MS/MS HRAM)
2018-05-14 | PPFWE | Protoporphyrins, Fractionation, Washed Erythrocytes | INTP6 | Interpretation | 59462-2 | Clinical biochemist review:Imp:Pt:XXX:Nar: | High-Performance Liquid Chromatography (HPLC) with Fluorescence Detection
2018-05-10 | BILAO | Biliary Tract Malignancy, FISH, Varies | 71922 | Specimen | 31208-2 | Specimen source:Prid:Pt:XXX:Nom: | Fluorescence In Situ Hybridization (FISH)
2018-05-10 | PMSBB | Postmortem Screening, Bile and Blood Spot | 22675 | Specimen | 31208-2 | Specimen source:Prid:Pt:XXX:Nom: | Flow Injection Analysis-Tandem Mass Spectrometry (FIA-MS/MS)
2018-05-10 | LLPT | Leukemia/Lymphoma Immunophenotyping, Flow Cytometry, Tissue | 19575 | Special Studies | 30954-2 | Relevant diagnostic tests &or laboratory data:Find:Pt:^Patient:Nar: | Immunophenotyping
2018-05-10 | AFPA | Alpha-Fetoprotein, Amniotic Fluid | 24236 | Additional Comments | 48767-8 | Annotation comment:Imp:Pt:{system}:Nar: | AFPA: Immunoenzymatic Assay ACHE_: Polyacrylamide Electrophoresis
2018-05-10 | MAFP1 | Alpha-Fetoprotein (AFP), Single Marker Screen, Maternal, Serum | 10248 | Additional comments | 48767-8 | Annotation comment:Imp:Pt:{system}:Nar: | Two-Site Immunoenzymatic (Sandwich) Assay
2018-05-10 | QUAD1 | Quad Screen (Second Trimester) Maternal, Serum | 10248 | Additional comments | 48767-8 | Annotation comment:Imp:Pt:{system}:Nar: | Immunoenzymatic Assay
2018-05-10 | 1STT1 | First Trimester Maternal Screen, Serum | 26438 | Additional Comments | 48767-8 | Annotation comment:Imp:Pt:{system}:Nar: | Immunoenzymatic Assay
2018-05-10 | SEQA | Sequential Maternal Screening, Part 1, Serum | 29473 | Additional Comments | 48767-8 | Annotation comment:Imp:Pt:{system}:Nar: | Immunoenzymatic Assay
2018-05-10 | SEQB | Sequential Maternal Screening, Part 2, Serum | 29504 | Additional Comments | 48767-8 | Annotation comment:Imp:Pt:{system}:Nar: | Immunoenzymatic Assay
2018-05-09 | CSFME | Meningitis/Encephalitis Pathogen Panel, PCR, Spinal Fluid | SRCSF | Specimen Source | 31208-2 | Specimen source:Prid:Pt:XXX:Nom: | Multiplex Polymerase Chain Reaction (PCR)
2018-05-08 | PLPMA | Prolactin, Pituitary Macroadenoma, Serum | PRLR | Prolactin, S | 20568-2 | Prolactin:MCnc:Pt:Ser/Plas:Qn:IA | Electrochemiluminescent Immunoassay
2018-05-08 | PRL | Prolactin, Serum | PRL | Prolactin, S | 20568-2 | Prolactin:MCnc:Pt:Ser/Plas:Qn:IA | Electrochemiluminescence Immunoassay
2018-05-04 | PINTP | Peripheral Smear Interpretation | 71447 | Interpretation | 14869-2 | Pathologist review:Imp:Pt:Bld:Nom:Pathologist comment | Only orderable as a reflex. For more information see SPSM / Morphology Evaluation (Special Smear). Manual-Microscopic Examination of Cells Includes neutrophilic segs and bands, lymphocytes, monocytes, eosinophils, basophils, erythrocyte morphology, and platelets.
2018-05-03 | MAFP1 | Alpha-Fetoprotein (AFP), Single Marker Screen, Maternal, Serum | 7058 | Recalculated Maternal Serum Screen | 32399-8 | Maternal risk factors:Type:Pt:^Patient:Nom:Stated | Two-Site Immunoenzymatic (Sandwich) Assay
2018-05-03 | MAFP1 | Alpha-Fetoprotein (AFP), Single Marker Screen, Maternal, Serum | INTL | Initial or repeat testing | 77202-0 | Laboratory comment:Txt:Pt:Report:Nar: | Two-Site Immunoenzymatic (Sandwich) Assay
2018-05-03 | QUAD1 | Quad Screen (Second Trimester) Maternal, Serum | 7058 | Recalculated Maternal Serum Screen | 32399-8 | Maternal risk factors:Type:Pt:^Patient:Nom:Stated | Immunoenzymatic Assay
2018-05-03 | QUAD1 | Quad Screen (Second Trimester) Maternal, Serum | INTL | Initial or repeat testing | 77202-0 | Laboratory comment:Txt:Pt:Report:Nar: | Immunoenzymatic Assay
2018-05-03 | MAFP1 | Alpha-Fetoprotein (AFP), Single Marker Screen, Maternal, Serum | 113146 | Results Summary | 32399-8 | Maternal risk factors:Type:Pt:^Patient:Nom:Stated | Two-Site Immunoenzymatic (Sandwich) Assay
2018-05-03 | QUAD1 | Quad Screen (Second Trimester) Maternal, Serum | 113146 | Results Summary | 32399-8 | Maternal risk factors:Type:Pt:^Patient:Nom:Stated | Immunoenzymatic Assay
2018-05-02 | BHISC | Bone Histomorphometry, Gross Microscopic Exam | 71159 | Bone Marrow Interpretation | 51628-6 | Morphology:Imp:Pt:Bone mar:Nar: | Histomorphometry
2018-05-02 | BHISI | Bone Histomorphometry, Consultant Interpretation, Slides Only | 71169 | Bone Marrow Interpretation | 51628-6 | Morphology:Imp:Pt:Bone mar:Nar: | Medical Interpretation
2018-04-26 | HERGM | HER2, Gastric/Esophageal, Semi-Quantitative Immunohistochemistry, Manual | MA019 | Tumor classification | 21918-8 | Other staging classification:Class:Pt:Cancer.XXX:Nar: | Ventana Pathway Immunoperoxidase Stain with Manual Semi-Quantitative Immunohistochemistry
2018-04-26 | HERGN | HER2, Gastric/Esophageal, Semi-Quantitative Immunohistochemistry, Manual, No Reflex | MA021 | Tumor classification | 21918-8 | Other staging classification:Class:Pt:Cancer.XXX:Nar: | Ventana Pathway Immunoperoxidase Stain with Manual Semi-Quantitative Immunohistochemistry
2018-04-26 | ERPR | Estrogen/Progesterone Receptor, Semi-Quantitative Immunohistochemistry, Manual | MA004 | Tumor type | 44638-5 | Histologic type:Type:Pt:Breast tumor:Nom: | Semi-Quantitative Immunohistochemistry
2018-04-26 | ERPR | Estrogen/Progesterone Receptor, Semi-Quantitative Immunohistochemistry, Manual | MA005 | Tumor classification | 21918-8 | Other staging classification:Class:Pt:Cancer.XXX:Nar: | Semi-Quantitative Immunohistochemistry
2018-04-26 | FBILM | Biliary Tract Malignancy-Cytology, FISH, Varies | CY043 | Clinical History | 22636-5 | Path report.relevant Hx:Find:Pt:Specimen:Nar: | Cytology Light Microscopy and Fluorescence In Situ Hybridization (FISH)
2018-04-26 | POU_F | Phosphorus, Feces | POU_F | Phosphorus, F | 88713-3 | Phosphate:MCnc:Pt:Stool:Qn: | Photometric, Ammonium Molybdate
2018-04-25 | ABTIR | Antibody Titer, Blood and Serum | SPECR | Antibody Specificity | 888-8 | Blood group antibodies identified:Prid:Pt:Ser/Plas:Nom: | Hemagglutination
2018-04-25 | ALT | Alanine Aminotransferase (ALT) (GPT), Serum | ALT | Alanine Aminotransferase (ALT), S | 1743-4 | Alanine aminotransferase:CCnc:Pt:Ser/Plas:Qn:With P-5'-P | Photometric Rate, L-Alanine with Pyridoxal-5-Phosphate
2018-04-25 | LIVPR | Liver Profile, Serum | ALT | Alanine Aminotransferase (ALT), S | 1743-4 | Alanine aminotransferase:CCnc:Pt:Ser/Plas:Qn:With P-5'-P | BILIT: Photometric, Diazonium Salt BILID: Photometric, Diazotized Sulfanilic Acid AST: Photometric Rate, L-Aspartate with Pyridoxyl-5-Phosphate ALT: Photometric Rate, L-Alanine with Pyridoxal-5-Phosphate ALP: Photometric, p-Nitrophenol Phosphate ALB: Photometric, Bromcresol Green TP: Colorimetric, Biuret
2018-04-25 | PFAPE | Fatty Acid Profile, Essential, Plasma | 36572 | Total Saturated Acid | 35175-9 | Fatty acids.saturated:SCnc:Pt:Ser/Plas:Qn: | Gas Chromatography Mass Spectrometry (GC-MS) Stable Isotope Dilution
2018-04-24 | MSTC1 | Strict Criteria Sperm Morphology for Infertility Diagnosis and Treatment, Semen | ACRSM | Acrosom Defect | 66494-6 | Spermatozoa.acrosome defects/100 spermatozoa:NFr:Pt:Semen:Qn: | Kruger Criteria Strict Morphology
2018-04-24 | MSTF | Myeloid Sarcoma, FISH, Tissue | 52086 | Interpretation | 69965-2 | Clinical cytogeneticist review:Imp:Pt:XXX:Nar: | Fluorescence In Situ Hybridization (FISH)
2018-04-24 | MSTC | Strict Criteria Sperm Morphology for Infertility Diagnosis and Treatment, Semen | ACRSM | Acrosom Defect | 66494-6 | Spermatozoa.acrosome defects/100 spermatozoa:NFr:Pt:Semen:Qn: | Kruger Criteria Strict Morphology
2018-04-24 | PLABN | Platelet Antibody Screen, Serum | PTL06 | GPIa/IIa (Cell-2) | 47084-9 | Platelet glycoprotein Ia-IIa Ab:PrThr:Pt:Ser:Ord:IA | Solid Phase Enzyme-Linked Immunosorbent Assay (ELISA)
2018-04-24 | PLABN | Platelet Antibody Screen, Serum | PTL07 | GPIb/IX | 48506-0 | Platelet glycoprotein Ib-Ix Ab:PrThr:Pt:Ser:Ord:IA | Solid Phase Enzyme-Linked Immunosorbent Assay (ELISA)
2018-04-24 | PLABN | Platelet Antibody Screen, Serum | PTL08 | GPIV | 87757-1 | Platelet glycoprotein IV Ab:PrThr:Pt:Ser/Plas:Ord:IA | Solid Phase Enzyme-Linked Immunosorbent Assay (ELISA)
2018-04-24 | PLABN | Platelet Antibody Screen, Serum | PTL01 | Overall Result | 24375-8 | Platelet Ab:PrThr:Pt:Ser:Ord: | Solid Phase Enzyme-Linked Immunosorbent Assay (ELISA)
2018-04-24 | PLABN | Platelet Antibody Screen, Serum | PTL02 | Interpretation | 59466-3 | Hematologist review:Imp:Pt:XXX:Nar: | Solid Phase Enzyme-Linked Immunosorbent Assay (ELISA)
2018-04-24 | PLABN | Platelet Antibody Screen, Serum | PTL03 | GPIIb/IIIa (Cell-1) | 48505-2 | Platelet glycoprotein IIb-IIIa Ab:PrThr:Pt:Ser:Ord:IA | Solid Phase Enzyme-Linked Immunosorbent Assay (ELISA)
2018-04-24 | PLABN | Platelet Antibody Screen, Serum | PTL04 | GPIIb/IIIa (Cell-2) | 48505-2 | Platelet glycoprotein IIb-IIIa Ab:PrThr:Pt:Ser:Ord:IA | Solid Phase Enzyme-Linked Immunosorbent Assay (ELISA)
2018-04-24 | PLABN | Platelet Antibody Screen, Serum | PTL05 | GPIa/IIa (Cell-1) | 47084-9 | Platelet glycoprotein Ia-IIa Ab:PrThr:Pt:Ser:Ord:IA | Solid Phase Enzyme-Linked Immunosorbent Assay (ELISA)
2018-04-24 | KI67B | Ki-67(MIB-1), Breast, Quantitative Immunohistochemistry, Automated | MA023 | Tumor type | 44638-5 | Histologic type:Type:Pt:Breast tumor:Nom: | Immunohistochemistry, Automated Quantitation
2018-04-24 | F822B | Hemophilia A F8 Gene, Intron 22 Inversion Known Mutation, Whole Blood | 35008 | F822B Interpretation | 69047-9 | Geneticist review:Imp:Pt:XXX:Nar: | Inverse Shifting-Polymerase Chain Reaction (IS-PCR)
2018-04-24 | BHISC | Bone Histomorphometry, Gross Microscopic Exam | 71158 | Interpretation | 59465-5 | Pathologist review:Imp:Pt:XXX:Nar: | Histomorphometry
2018-04-24 | BHISI | Bone Histomorphometry, Consultant Interpretation, Slides Only | 71168 | Interpretation | 59465-5 | Pathologist review:Imp:Pt:XXX:Nar: | Medical Interpretation
2018-04-23 | CDAU7 | Drug Abuse Survey with Confirmation, Panel 9, Random, Urine | 2574 | Barbiturates | 70155-7 | Barbiturates:PrThr:Pt:Urine:Ord:Screen>200 ng/mL | Enzymatic Assay/Immunoassay ETOH: Headspace Gas Chromatography with Flame Ionization Detector (HSGC-FID)
2018-04-23 | PNRCH | Pain Clinic Immunoassay Panel, Urine | 2574 | Barbiturates | 70155-7 | Barbiturates:PrThr:Pt:Urine:Ord:Screen>200 ng/mL | Screened by Immunoassay and Confirmed by Gas Chromatography-Mass Spectrometry (GC-MS) or Liquid Chromatography-Tandem Mass Spectrometry (LC-MS/MS) Only orderable as part of profile. For more information see PNCSU / Pain Clinic Survey, Urine.
2018-04-23 | TGAB | Thyroglobulin Antibody, Serum | TGAB | Thyroglobulin Antibody, S | 56536-6 | Thyroglobulin Ab:ACnc:Pt:Ser/Plas:Qn:IA | Immunoenzymatic Assay
2018-04-23 | NADF | Newborn Aneuploidy Detection, FISH, Blood | 54552 | Result | 57318-8 | Chromosome 13+18+21+X+Y aneuploidy:Find:Pt:Bld/Tiss:Nom:FISH | Fluorescence In Situ Hybridization (FISH)
2018-04-20 | DDITF | Myxoid/Round Cell Liposarcoma, 12q13 (DDIT3 or CHOP) Rearrangement, FISH, Tissue | 52158 | Specimen | 31208-2 | Specimen source:Prid:Pt:XXX:Nom: | Fluorescence In Situ Hybridization (FISH)
2018-04-20 | EWSF | Ewing Sarcoma, 22q12 (EWSR1) Rearrangement, FISH, Tissue | 52190 | Specimen | 31208-2 | Specimen source:Prid:Pt:XXX:Nom: | Fluorescence In Situ Hybridization (FISH)
2018-04-20 | IMTF | Inflammatory Myofibroblastic Tumors (IMT), 2p23 (ALK) Rearrangement, FISH, Tissue | 52174 | Specimen | 31208-2 | Specimen source:Prid:Pt:XXX:Nom: | Fluorescence In Situ Hybridization (FISH)
2018-04-20 | SS18F | Synovial Sarcoma (SS), 18q11.2 (SS18 or SYT) Rearrangement, FISH, Tissue | 52134 | Specimen | 31208-2 | Specimen source:Prid:Pt:XXX:Nom: | Fluorescence In Situ Hybridization (FISH)
2018-04-20 | TFE3F | Alveolar Soft Part Sarcoma (ASPS)/Renal Cell Carcinoma (RCC), Xp11.23 (TFE3), FISH, Tissue | 52094 | Specimen | 31208-2 | Specimen source:Prid:Pt:XXX:Nom: | Fluorescence In Situ Hybridization (FISH)
2018-04-18 | BILAO | Biliary Tract Malignancy, FISH, Varies | MC030 | Fixation | 8100-0 | Specimen preparation:Type:Pt:XXX:Nom:* | Fluorescence In Situ Hybridization (FISH)
2018-04-18 | ERPR | Estrogen/Progesterone Receptor, Semi-Quantitative Immunohistochemistry, Manual | MA002 | Fixed in 10% NB formalin w/in 1 hr | 8100-0 | Specimen preparation:Type:Pt:XXX:Nom:* | Semi-Quantitative Immunohistochemistry
2018-04-18 | ERPR | Estrogen/Progesterone Receptor, Semi-Quantitative Immunohistochemistry, Manual | MA003 | Fixed in 10% NB formalin 6-72 hrs | 8100-0 | Specimen preparation:Type:Pt:XXX:Nom:* | Semi-Quantitative Immunohistochemistry
2018-04-18 | CTFNA | Cytology Fine-Needle Aspiration, Varies | CY056 | Fixative | 8100-0 | Specimen preparation:Type:Pt:XXX:Nom:* | Light Microscopy
2018-04-18 | CYTNG | Cytology Non-Gynecologic, Varies | CY060 | Fixative | 8100-0 | Specimen preparation:Type:Pt:XXX:Nom:* | Light Microscopy
2018-04-18 | SPAGR | Special Red Cell Antigen Typing, Whole Blood | ATBTR | Antigen(s) to be tested? | 33062-1 | Blood group antigens tested for:Prid:Pt:RBC:Nom: | Hemagglutination
2018-04-18 | SPAGR | Special Red Cell Antigen Typing, Whole Blood | AGTR | Red Cell Antigen Typing | 906-8 | Blood group antigens present:Prid:Pt:Bld:Nom: | Hemagglutination
2018-04-18 | CYSR | Cystinuria Profile, Quantitative, Random, Urine | 23514 | Cystine | 30065-7 | Cystine/Creatinine:Ratio:Pt:Urine:Qn: | Liquid Chromatography Tandem Mass Spectrometry (LC-MS/MS)
2018-04-18 | PCPMX | Phencyclidine (PCP) Confirmation, Chain of Custody, Meconium | 36233 | Interpretation | 8232-1 | Phencyclidine:PrThr:Pt:Meconium:Ord: | Liquid Chromatography Tandem Mass Spectrometry (LC-MS/MS)
2018-04-18 | PKUBS | Phenylalanine and Tyrosine, Blood Spot | 92407 | Reviewed By | 18771-6 | Provider.signing name:Pn:Pt:Report:Nom: | Liquid Chromatography Tandem Mass Spectrometry (LC-MS/MS)
2018-04-18 | F81P | Hemophilia A F8 Gene, Intron 1 Inversion Known Mutation Analysis, Prenatal | 35006 | HA F8 Int1 KM Reviewed By | 18771-6 | Provider.signing name:Pn:Pt:Report:Nom: | Polymerase Chain Reaction (PCR)
2018-04-18 | F822B | Hemophilia A F8 Gene, Intron 22 Inversion Known Mutation, Whole Blood | 35009 | HA F8 Int22 KM Reviewed By | 18771-6 | Provider.signing name:Pn:Pt:Report:Nom: | Inverse Shifting-Polymerase Chain Reaction (IS-PCR)
2018-04-18 | F822P | Hemophilia A F8 Gene, Intron 22 Inversion Mutation Analysis, Prenatal | 35012 | HA F8 Int22 KM Reviewed By | 18771-6 | Provider.signing name:Pn:Pt:Report:Nom: | Inverse Shifting-Polymerase Chain Reaction (IS-PCR)
2018-04-18 | F8INP | Hemophilia A F8 Gene, Intron 1 and 22 Inversion Mutation Analysis, Prenatal | 35164 | HA F8 Intron 1/22 Reviewed By | 18771-6 | Provider.signing name:Pn:Pt:Report:Nom: | Polymerase Chain Reaction (PCR) or Inverse Shifting-Polymerase Chain Reaction (IS-PCR)
2018-04-18 | F8INV | Hemophilia A F8 Gene, Intron 1 and 22 Inversion Mutation Analysis, Whole Blood | 35763 | HA F8 Intron 1/22 Reviewed By | 18771-6 | Provider.signing name:Pn:Pt:Report:Nom: | Polymerase Chain Reaction (PCR) or Inverse Shifting-Polymerase Chain Reaction (IS-PCR)
2018-04-18 | F81B | Hemophilia A F8 Gene, Intron 1 Inversion Known Mutation, Whole Blood | 35003 | HA F8 Int1 KM Reviewed By | 18771-6 | Provider.signing name:Pn:Pt:Report:Nom: | Polymerase Chain Reaction (PCR)
2018-04-18 | F5DNA | Factor V Leiden (R506Q) Mutation, Blood | 21841 | F5DNA Reviewed By | 18771-6 | Provider.signing name:Pn:Pt:Report:Nom: | Direct Variant Analysis
2018-04-18 | PTNT | Prothrombin G20210A Mutation, Blood | 21806 | PTNT Reviewed By | 18771-6 | Provider.signing name:Pn:Pt:Report:Nom: | Direct Variant Analysis
2018-04-18 | NGSHM | MayoComplete Myeloid Neoplasms, Comprehensive OncoHeme Next-Generation Sequencing, Varies | NGSD | Indication for Test | 42349-1 | Reason for referral:Find:Pt:^Patient:Nar: | Next-Generation Sequencing (NGS)
2018-04-18 | CHIDB | Chimerism-Donor, Varies | MP008 | Recipient | 46106-1 | Medical record number:ID:Pt:^Patient:Nom: | Polymerase Chain Reaction (PCR) Amplification/Capillary Electrophoresis
2018-04-18 | PMMIL | Phosphomannomutase and Phosphomannose Isomerase, Leukocytes | 50842 | Phosphomannomutase, Leuko | 78970-1 | Phosphomannomutase 1:CCnt:Pt:WBC:Qn: | Colorimetric
2018-04-18 | PMMIL | Phosphomannomutase and Phosphomannose Isomerase, Leukocytes | 50843 | Phosphomannose Isomerase, Leuko | 78963-6 | Mannose-6-phosphate isomerase:CCnt:Pt:WBC:Qn: | Colorimetric
2018-04-18 | VEGF | Vascular Endothelial Growth Factor, Plasma | 63019 | VEGF, P | 34694-0 | Vascular endothelial growth factor:MCnc:Pt:Ser/Plas:Qn: | Electrochemiluminescence Immunoassay (ECLIA)
2018-04-18 | MYD88 | MYD88, L265P, Somatic Gene Mutation, DNA Allele-Specific PCR, Varies | 36308 | Final Diagnosis | 82140-5 | MYD88 gene.p.Leu265Pro targeted mutation analysis:Find:Pt:Bld/Tiss:Doc:Molgen | Allele-Specific Polymerase Chain Reaction (PCR)
2018-04-17 | HEX4 | Glucotetrasaccharides, Random, Urine | BA2897 | Reviewed By | 18771-6 | Provider.signing name:Pn:Pt:Report:Nom: | Liquid Chromatography Tandem Mass Spectrometry (LC-MS/MS)
2018-04-17 | MPSWB | Mucopolysaccharidosis, Blood | BA2874 | Reviewed By | 18771-6 | Provider.signing name:Pn:Pt:Report:Nom: | Liquid Chromatography Tandem Mass Spectrometry (LC-MS/MS)
2018-04-17 | PUPYP | Purines and Pyrimidines Panel, Plasma | 92309 | Reviewed By | 18771-6 | Provider.signing name:Pn:Pt:Report:Nom: | Liquid Chromatography Tandem Mass Spectrometry (LC-MS/MS)
2018-04-17 | GALT | Galactose-1-Phosphate Uridyltransferase, Blood | 58115 | Reviewed By | 18771-6 | Provider.signing name:Pn:Pt:Report:Nom: | Enzyme Reaction followed by Liquid Chromatography Tandem Mass Spectrometry (LC-MS/MS)
2018-04-17 | GCT | Galactosemia Reflex, Blood | 58115 | Reviewed By | 18771-6 | Provider.signing name:Pn:Pt:Report:Nom: | Enzyme Reaction followed by Liquid Chromatography Tandem Mass Spectrometry (LC-MS/MS)
2018-04-17 | TTRX | Amyloidosis, Transthyretin-Associated Familial, Reflex, Blood | 50946 | Reviewed By | 18771-6 | Provider.signing name:Pn:Pt:Report:Nom: | Affinity Chromatography/Mass Spectrometry (MS)
2018-04-17 | AGABS | Alpha-Galactosidase, Blood Spot | 50892 | Reviewed By | 18771-6 | Provider.signing name:Pn:Pt:Report:Nom: | Fluorometric Enzyme Assay
2018-04-17 | CDG | Carbohydrate Deficient Transferrin for Congenital Disorders of Glycosylation, Serum | 50822 | Reviewed By | 18771-6 | Provider.signing name:Pn:Pt:Report:Nom: | Affinity Chromatography-Mass Spectrometry (MS)
2018-04-17 | PMMIL | Phosphomannomutase and Phosphomannose Isomerase, Leukocytes | 50846 | Reviewed By | 18771-6 | Provider.signing name:Pn:Pt:Report:Nom: | Colorimetric
2018-04-17 | AGAS | Alpha-Galactosidase, Serum | 50586 | Reviewed By | 18771-6 | Provider.signing name:Pn:Pt:Report:Nom: | Fluorometric
2018-04-17 | BIOTS | Biotinidase, Serum | 50675 | Reviewed By | 18771-6 | Provider.signing name:Pn:Pt:Report:Nom: | Colorimetric
2018-04-17 | CYSQN | Cystinuria Profile, Quantitative, 24 Hour, Urine | 50447 | Reviewed By | 18771-6 | Provider.signing name:Pn:Pt:Report:Nom: | Liquid Chromatography Tandem Mass Spectrometry (LC-MS/MS)
2018-04-17 | CYSR | Cystinuria Profile, Quantitative, Random, Urine | 50416 | Reviewed By | 18771-6 | Provider.signing name:Pn:Pt:Report:Nom: | Liquid Chromatography Tandem Mass Spectrometry (LC-MS/MS)
2018-04-17 | HCMM | Homocysteine (Total), Methylmalonic Acid, and Methylcitric Acid, Blood Spot | 50257 | Reviewed By | 18771-6 | Provider.signing name:Pn:Pt:Report:Nom: | Liquid Chromatography Tandem Mass Spectrometry (LC-MS/MS)
2018-04-17 | PD2T | Pompe Disease Second-Tier Newborn Screening, Blood Spot | 48435 | Reviewed By | 18771-6 | Provider.signing name:Pn:Pt:Report:Nom: | Flow Injection Analysis Tandem Mass Spectrometry (FIA-MS/MS)
2018-04-17 | KD2T | Krabbe Disease Second-Tier Newborn Screen, Blood Spot | 48535 | Reviewed By | 18771-6 | Provider.signing name:Pn:Pt:Report:Nom: | Liquid Chromatography Tandem Mass Spectrometry (LC-MS/MS)/Polymerase Chain Reaction with Gel Electrophoresis
2018-04-17 | WBDD | Beta-Globin Cluster Locus, Deletion/Duplication, Varies | 48360 | Reviewed by | 18771-6 | Provider.signing name:Pn:Pt:Report:Nom: | Polymerase Chain Reaction (PCR) Analysis/Multiplex Ligation-Dependent Probe Amplification (MLPA)
2018-04-17 | WBDDR | Beta-Globin Cluster Locus Deletion/Duplication, Blood | 48355 | Reviewed by | 18771-6 | Provider.signing name:Pn:Pt:Report:Nom: | Only orderable as a reflex. For more information see: -HAEV1 / Hemolytic Anemia Evaluation, Blood -HBEL1 / Hemoglobin Electrophoresis Evaluation, Blood -MEV1 / Methemoglobinemia Evaluation, Blood -REVE2 / Erythrocytosis Evaluation, Blood -THEV1 / Thalassemia and Hemoglobinopathy Evaluation, Blood and Serum Polymerase Chain Reaction (PCR) Analysis/Multiplex Ligation-Dependent Probe Amplification (MLPA)
2018-04-17 | MPSBS | Mucopolysaccharidosis, Blood Spot | 43696 | Reviewed By | 18771-6 | Provider.signing name:Pn:Pt:Report:Nom: | Liquid Chromatography Tandem Mass Spectrometry (LC-MS/MS)
2018-04-17 | TPMT3 | Thiopurine Methyltransferase Activity Profile, Erythrocytes | 48037 | Reviewed By | 18771-6 | Provider.signing name:Pn:Pt:Report:Nom: | Liquid Chromatography Tandem Mass Spectrometry (LC-MS/MS)
2018-04-17 | LDALD | Lysosomal and Peroxisomal Disorders Newborn Screen, Blood Spot | 38520 | Reviewed By | 18771-6 | Provider.signing name:Pn:Pt:Report:Nom: | Flow Injection Analysis Tandem Mass Spectrometry (FIA-MS/MS)
2018-04-17 | CAH2T | Congenital Adrenal Hyperplasia Newborn Screen, Blood Spot | 42206 | Reviewed By | 18771-6 | Provider.signing name:Pn:Pt:Report:Nom: | Liquid Chromatography Tandem Mass Spectrometry (LC-MS/MS) Portions of this test are covered by patents held by Quest Diagnostics
2018-04-17 | PUPYU | Purines and Pyrimidines Panel, Random, Urine | 42200 | Reviewed By | 18771-6 | Provider.signing name:Pn:Pt:Report:Nom: | Liquid Chromatography Tandem Mass Spectrometry (LC-MS/MS)
2018-04-17 | ARSU | Arylsulfatase A, 24 Hour, Urine | 37413 | Reviewed By | 18771-6 | Provider.signing name:Pn:Pt:Report:Nom: | Colorimetric, Enzyme Assay
2018-04-17 | GALK | Galactokinase, Blood | 38006 | Reviewed By | 18771-6 | Provider.signing name:Pn:Pt:Report:Nom: | Enzyme Reaction followed by Liquid Chromatography-Tandem Mass Spectrometry (LC-MS/MS)
2018-04-17 | TRYPP | Tryptophan, Plasma | 38056 | Reviewed By | 18771-6 | Provider.signing name:Pn:Pt:Report:Nom: | Liquid Chromatography Tandem Mass Spectrometry (LC-MS/MS)
2018-04-17 | GALE | Uridine Diphosphate-Galactose 4' Epimerase, Blood | 37978 | Reviewed By | 18771-6 | Provider.signing name:Pn:Pt:Report:Nom: | Enzyme Reaction followed by Liquid Chromatography-Tandem Mass Spectrometry (LC-MS/MS)
2018-04-17 | PBALP | Porphobilinogen and Aminolevulinic Acid, Plasma | 38031 | Reviewed By | 18771-6 | Provider.signing name:Pn:Pt:Report:Nom: | Liquid Chromatography Tandem Mass Spectrometry (LC-MS/MS)
2018-04-17 | OXYBS | Oxysterols, Blood Spot | 36763 | Reviewed By | 18771-6 | Provider.signing name:Pn:Pt:Report:Nom: | Liquid Chromatography Tandem Mass Spectrometry (LC-MS/MS)
2018-04-17 | TQ10 | Coenzyme Q10, Total, Plasma | 36777 | Reviewed By | 18771-6 | Provider.signing name:Pn:Pt:Report:Nom: | High-Performance Liquid Chromatography (HPLC) with Electrochemical Detection
2018-04-16 | FERR1 | Ferritin, Serum | FERR1 | Ferritin, S | 20567-4 | Ferritin:MCnc:Pt:Ser/Plas:Qn:IA | Electrochemiluminescence Immunoassay
2018-04-16 | OPATX | Opiates Confirmation, Chain of Custody, Random, Urine | 6541 | Opiates Immunoassay Screen | 70151-6 | Opiates:PrThr:Pt:Urine:Ord:Screen>300 ng/mL | Immunoassay/ Liquid Chromatography Tandem Mass Spectrometry (LC-MS/MS)
2018-04-16 | AMPHX | Amphetamines Confirmation, Chain of Custody, Random, Urine | 6538 | Amphetamines Immunoassay Screen | 19261-7 | Amphetamines:PrThr:Pt:Urine:Ord:Screen | Immunoassay/Liquid Chromatography Tandem Mass Spectrometry (LC-MS/MS)
2018-04-16 | BARBX | Barbiturates Confirmation, Chain of Custody, Random, Urine | 6668 | Barbiturates Immunoassay Screen | 70155-7 | Barbiturates:PrThr:Pt:Urine:Ord:Screen>200 ng/mL | Immunoassay/Gas Chromatography Mass Spectrometry (GC-MS) Confirmation with Quantitation
2018-04-16 | BHISC | Bone Histomorphometry, Gross Microscopic Exam | 601908 | Disclaimer | 62364-5 | Test performance information:Find:Pt:XXX:Nar: | Histomorphometry
2018-04-16 | NADF | Newborn Aneuploidy Detection, FISH, Blood | 51932 | Interpretation | 69965-2 | Clinical cytogeneticist review:Imp:Pt:XXX:Nar: | Fluorescence In Situ Hybridization (FISH)
2018-04-16 | PADF | Prenatal Aneuploidy Detection, FISH | 51939 | Interpretation | 69965-2 | Clinical cytogeneticist review:Imp:Pt:XXX:Nar: | Fluorescence In Situ Hybridization (FISH)
2018-04-16 | HOLDF | Hematologic Disorders, Fluorescence In Situ Hybridization (FISH) Hold, Varies | 51838 | Interpretation | 69965-2 | Clinical cytogeneticist review:Imp:Pt:XXX:Nar: | Direct Preparation of Specimen
2018-04-16 | XYMF | Known 45,X, Mosaicism Reflex Analysis, FISH, Whole Blood | 51846 | Interpretation | 69965-2 | Clinical cytogeneticist review:Imp:Pt:XXX:Nar: | Fluorescence In Situ Hybridization (FISH)
2018-04-16 | CDA7X | Drug Abuse Survey with Confirmation, Panel 9, Chain of Custody, Random, Urine | 36254 | Cocaine | 43984-4 | Benzoylecgonine:PrThr:Pt:Urine:Ord:Screen>150 ng/mL | Enzymatic Assay/Immunoassay
2018-04-16 | CDA7X | Drug Abuse Survey with Confirmation, Panel 9, Chain of Custody, Random, Urine | 36255 | Opiates | 70151-6 | Opiates:PrThr:Pt:Urine:Ord:Screen>300 ng/mL | Enzymatic Assay/Immunoassay
2018-04-16 | CDA7X | Drug Abuse Survey with Confirmation, Panel 9, Chain of Custody, Random, Urine | 36256 | Phencyclidine | 14310-7 | Phencyclidine:PrThr:Pt:Urine:Ord:Screen>25 ng/mL | Enzymatic Assay/Immunoassay
2018-04-16 | CDA7X | Drug Abuse Survey with Confirmation, Panel 9, Chain of Custody, Random, Urine | 36257 | Tetrahydrocannabinol | 14312-3 | Tetrahydrocannabinol:PrThr:Pt:Urine:Ord:Screen>50 ng/mL | Enzymatic Assay/Immunoassay
2018-04-16 | CDA7X | Drug Abuse Survey with Confirmation, Panel 9, Chain of Custody, Random, Urine | 36258 | Barbiturates | 70155-7 | Barbiturates:PrThr:Pt:Urine:Ord:Screen>200 ng/mL | Enzymatic Assay/Immunoassay
2018-04-16 | CDA7X | Drug Abuse Survey with Confirmation, Panel 9, Chain of Custody, Random, Urine | 36259 | Benzodiazepines | 14316-4 | Benzodiazepines:PrThr:Pt:Urine:Ord:Screen | Enzymatic Assay/Immunoassay
2018-04-16 | CDA7X | Drug Abuse Survey with Confirmation, Panel 9, Chain of Custody, Random, Urine | 36260 | Methadone metabolite | 41858-2 | 2-Ethylidene-1,5-Dimethyl-3,3-Diphenylpyrrolidine:PrThr:Pt:Urine:Ord: | Enzymatic Assay/Immunoassay
2018-04-16 | CDA7X | Drug Abuse Survey with Confirmation, Panel 9, Chain of Custody, Random, Urine | 36262 | Alcohol | 42242-8 | Ethanol:PrThr:Pt:Urine:Ord:Screen | Enzymatic Assay/Immunoassay
2018-04-16 | PN10X | Pain Clinic Survey 10, Chain of Custody | 36254 | Cocaine | 43984-4 | Benzoylecgonine:PrThr:Pt:Urine:Ord:Screen>150 ng/mL | Only orderable as part of a profile. For more information see PANOX / Pain Clinic Survey 10, Chain of Custody, Urine.
2018-04-16 | PN10X | Pain Clinic Survey 10, Chain of Custody | 36255 | Opiates | 70151-6 | Opiates:PrThr:Pt:Urine:Ord:Screen>300 ng/mL | Only orderable as part of a profile. For more information see PANOX / Pain Clinic Survey 10, Chain of Custody, Urine.
2018-04-16 | PN10X | Pain Clinic Survey 10, Chain of Custody | 36256 | Phencyclidine | 14310-7 | Phencyclidine:PrThr:Pt:Urine:Ord:Screen>25 ng/mL | Only orderable as part of a profile. For more information see PANOX / Pain Clinic Survey 10, Chain of Custody, Urine.
2018-04-16 | PN10X | Pain Clinic Survey 10, Chain of Custody | 36257 | Tetrahydrocannabinol | 14312-3 | Tetrahydrocannabinol:PrThr:Pt:Urine:Ord:Screen>50 ng/mL | Only orderable as part of a profile. For more information see PANOX / Pain Clinic Survey 10, Chain of Custody, Urine.
2018-04-16 | PN10X | Pain Clinic Survey 10, Chain of Custody | 36258 | Barbiturates | 70155-7 | Barbiturates:PrThr:Pt:Urine:Ord:Screen>200 ng/mL | Only orderable as part of a profile. For more information see PANOX / Pain Clinic Survey 10, Chain of Custody, Urine.
2018-04-16 | PN10X | Pain Clinic Survey 10, Chain of Custody | 36259 | Benzodiazepines | 14316-4 | Benzodiazepines:PrThr:Pt:Urine:Ord:Screen | Only orderable as part of a profile. For more information see PANOX / Pain Clinic Survey 10, Chain of Custody, Urine.
2018-04-16 | PN10X | Pain Clinic Survey 10, Chain of Custody | 36260 | Methadone metabolite | 41858-2 | 2-Ethylidene-1,5-Dimethyl-3,3-Diphenylpyrrolidine:PrThr:Pt:Urine:Ord: | Only orderable as part of a profile. For more information see PANOX / Pain Clinic Survey 10, Chain of Custody, Urine.
2018-04-16 | CDA7X | Drug Abuse Survey with Confirmation, Panel 9, Chain of Custody, Random, Urine | 36253 | Amphetamines | 43983-6 | Amphetamines:PrThr:Pt:Urine:Ord:Screen>500 ng/mL | Enzymatic Assay/Immunoassay
2018-04-16 | MTDNX | Methadone Confirmation, Chain of Custody, Random, Urine | 36208 | EDDP-by GC-MS | 58429-2 | 2-Ethylidene-1,5-Dimethyl-3,3-Diphenylpyrrolidine:MCnc:Pt:Urine:Qn:Confirm | Immunoassay/Gas Chromatography Mass Spectrometry (GC-MS)
2018-04-16 | PN10X | Pain Clinic Survey 10, Chain of Custody | 36253 | Amphetamines | 43983-6 | Amphetamines:PrThr:Pt:Urine:Ord:Screen>500 ng/mL | Only orderable as part of a profile. For more information see PANOX / Pain Clinic Survey 10, Chain of Custody, Urine.
2018-04-16 | COKEX | Cocaine and Metabolite Confirmation, Chain of Custody, Random, Urine | 36163 | Benzoylecgonine-by GC/MS | 16226-3 | Benzoylecgonine:MCnc:Pt:Urine:Qn:Confirm | Immunoassay/Gas Chromatography Mass Spectrometry (GC-MS)
2018-04-16 | COKEX | Cocaine and Metabolite Confirmation, Chain of Custody, Random, Urine | 2903 | Cocaine Immunoassay Screen | 42241-0 | Cocaine+Benzoylecgonine:PrThr:Pt:Urine:Ord:Screen | Immunoassay/Gas Chromatography Mass Spectrometry (GC-MS)
2018-04-16 | MTDNX | Methadone Confirmation, Chain of Custody, Random, Urine | 21105 | Methadone Immunoassay Screen | 70149-0 | Methadone:PrThr:Pt:Urine:Ord:Screen>300 ng/mL | Immunoassay/Gas Chromatography Mass Spectrometry (GC-MS)
2018-04-13 | MSTC1 | Strict Criteria Sperm Morphology for Infertility Diagnosis and Treatment, Semen | GERM3 | Germ Cells/mL | 10576-7 | Germ cells.immature:NCnc:Pt:Semen:Qn: | Kruger Criteria Strict Morphology
2018-04-13 | MSTC | Strict Criteria Sperm Morphology for Infertility Diagnosis and Treatment, Semen | GERM3 | Germ Cells/mL | 10576-7 | Germ cells.immature:NCnc:Pt:Semen:Qn: | Kruger Criteria Strict Morphology
2018-04-13 | HCQ | Hydroxychloroquine, Serum | 64947 | Hydroxychloroquine, S | 3684-8 | Hydroxychloroquine:MCnc:Pt:Ser/Plas:Qn: | Liquid Chromatography Tandem Mass Spectrometry (LC-MS/MS)
2018-04-12 | ALPRT | Alport (Collagen IV Alpha 5 and Alpha 2) Immunofluorescent Stain, Renal Biopsy | 71848 | Case Number | 80398-1 | Unique identifier:ID:Pt:Current sample:Nom: | Direct Immunofluorescence
2018-04-12 | DEXT | Dermatopathology Consultation, Wet Tissue | 71854 | Case Number | 80398-1 | Unique identifier:ID:Pt:Current sample:Nom: | Formalin-fixed tissues: Process/Embed Serial sections: Hematoxylin and Eosin Stain/Light Microscopy
2018-04-12 | PLAIF | Phospholipase A2 Receptor (PLA2R), Renal Biopsy | 71847 | Case Number | 80398-1 | Unique identifier:ID:Pt:Current sample:Nom: | Immunofluorescence
2018-04-12 | SUBIF | Immunoglobulin G (IgG) Subtypes Immunofluorescence, Tissue | 71850 | Case Number | 80398-1 | Unique identifier:ID:Pt:Current sample:Nom: | Direct Immunofluorescence
2018-04-12 | CIB | Cutaneous Direct Immunofluorescence Assay, Varies | 71855 | Case Number | 80398-1 | Unique identifier:ID:Pt:Current sample:Nom: | Direct Immunofluorescence Assay (IFA)
2018-04-12 | HERGM | HER2, Gastric/Esophageal, Semi-Quantitative Immunohistochemistry, Manual | 71839 | Case Number | 80398-1 | Unique identifier:ID:Pt:Current sample:Nom: | Ventana Pathway Immunoperoxidase Stain with Manual Semi-Quantitative Immunohistochemistry
2018-04-12 | HERGN | HER2, Gastric/Esophageal, Semi-Quantitative Immunohistochemistry, Manual, No Reflex | 71840 | Case Number | 80398-1 | Unique identifier:ID:Pt:Current sample:Nom: | Ventana Pathway Immunoperoxidase Stain with Manual Semi-Quantitative Immunohistochemistry
2018-04-12 | KI67B | Ki-67(MIB-1), Breast, Quantitative Immunohistochemistry, Automated | 71841 | Case Number | 80398-1 | Unique identifier:ID:Pt:Current sample:Nom: | Immunohistochemistry, Automated Quantitation
2018-04-12 | KINET | Ki-67(MIB-1), Gastrointestinal/Pancreatic Neuroendocrine Tumors, Quantitative Immunohistochemistry, Automated | 71842 | Case Number | 80398-1 | Unique identifier:ID:Pt:Current sample:Nom: | Immunohistochemistry, Automated Quantitation, Hot-Spot Technique
2018-04-12 | RPCWT | Renal Pathology Consultation, Wet Tissue | 71846 | Case Number | 80398-1 | Unique identifier:ID:Pt:Current sample:Nom: | Pathology Consultation
2018-04-12 | KINM | Ki-67(MIB-1), Gastrointestinal/Pancreatic Neuroendocrine Tumors, Quantitative Immunohistochemistry, Manual | 71845 | Case Number | 80398-1 | Unique identifier:ID:Pt:Current sample:Nom: | This is not an orderable test. Order PATHC / Pathology Consultation. The consultant will determine the need for special stains. Immunohistochemistry, Semi- Quantitation, Hot-Spot Technique
2018-04-12 | KIBM | Ki67 Breast IHC Manual | 71844 | Case Number | 80398-1 | Unique identifier:ID:Pt:Current sample:Nom: | Immunohistochemistry, Manual Semi-Quantitation
2018-04-12 | ERPR | Estrogen/Progesterone Receptor, Semi-Quantitative Immunohistochemistry, Manual | 71834 | Case Number | 80398-1 | Unique identifier:ID:Pt:Current sample:Nom: | Semi-Quantitative Immunohistochemistry
2018-04-12 | HPCUT | Hematopathology Consultation, Client Embed | 71833 | Case Number | 80398-1 | Unique identifier:ID:Pt:Current sample:Nom: | Medical Interpretation
2018-04-12 | PINTP | Peripheral Smear Interpretation | 71832 | Case Number | 80398-1 | Unique identifier:ID:Pt:Current sample:Nom: | Only orderable as a reflex. For more information see SPSM / Morphology Evaluation (Special Smear). Manual-Microscopic Examination of Cells Includes neutrophilic segs and bands, lymphocytes, monocytes, eosinophils, basophils, erythrocyte morphology, and platelets.
2018-04-12 | DTHPV | ThinPrep Diagnostic with Human Papillomavirus (HPV) Reflex, Varies | 71823 | Case Number | 80398-1 | Unique identifier:ID:Pt:Current sample:Nom: | Light Microscopy/Real-Time Polymerase Chain Reaction (PCR)
2018-04-12 | DTPCO | ThinPrep with Human Papillomavirus (HPV) Co-Test-Diagnostic, Varies | 71825 | Case Number | 80398-1 | Unique identifier:ID:Pt:Current sample:Nom: | ThinPrep Pap Cytology Screening by Light Microscopy/Real-Time Polymerase Chain Reaction
2018-04-12 | HPWET | Hematopathology Consultation, MCL Embed | 71827 | Case Number | 80398-1 | Unique identifier:ID:Pt:Current sample:Nom: | Medical Interpretation
2018-04-12 | STHPV | ThinPrep Screen with Human Papillomavirus (HPV) Reflex, Varies | 71822 | Case Number | 80398-1 | Unique identifier:ID:Pt:Current sample:Nom: | Light Microscopy/Real-Time Polymerase Chain Reaction (PCR)
2018-04-12 | STPCO | ThinPrep with Human Papillomavirus (HPV) Co-Test-Screen, Varies | 71824 | Case Number | 80398-1 | Unique identifier:ID:Pt:Current sample:Nom: | Light / Real-Time Polymerase Chain Reaction
2018-04-12 | CPAPD | Conventional Smear-Diagnostic, Varies | 71819 | Case Number | 80398-1 | Unique identifier:ID:Pt:Current sample:Nom: | Light Microscopy
2018-04-12 | CPAPS | Conventional Smear-Screen, Varies | 71818 | Case Number | 80398-1 | Unique identifier:ID:Pt:Current sample:Nom: | Light Microscopy
2018-04-12 | CYTNG | Cytology Non-Gynecologic, Varies | 71813 | Case Number | 80398-1 | Unique identifier:ID:Pt:Current sample:Nom: | Light Microscopy
2018-04-12 | FBILM | Biliary Tract Malignancy-Cytology, FISH, Varies | 71816 | Case Number | 80398-1 | Unique identifier:ID:Pt:Current sample:Nom: | Cytology Light Microscopy and Fluorescence In Situ Hybridization (FISH)
2018-04-12 | TPRPD | ThinPrep Diagnostic, Varies | 71821 | Case Number | 80398-1 | Unique identifier:ID:Pt:Current sample:Nom: | ThinPrep Pap Cytology Screening by Light Microscopy
2018-04-12 | TPRPS | ThinPrep Screen, Varies | 71820 | Case Number | 80398-1 | Unique identifier:ID:Pt:Current sample:Nom: | ThinPrep Pap Cytology Screening by Light Microscopy
2018-04-12 | CNSA | Central Nervous System Consultation, Autopsy, Varies | 71795 | Case Number | 80398-1 | Unique identifier:ID:Pt:Current sample:Nom: | Stain
2018-04-12 | CTFNA | Cytology Fine-Needle Aspiration, Varies | 71812 | Case Number | 80398-1 | Unique identifier:ID:Pt:Current sample:Nom: | Light Microscopy
2018-04-12 | ANPAT | Anatomic Pathology Consultation, Wet Tissue | 71790 | Case Number | 80398-1 | Unique identifier:ID:Pt:Current sample:Nom: | Medical Interpretation
2018-04-12 | EM | Electron Microscopy, Varies | 71788 | Case Number | 80398-1 | Unique identifier:ID:Pt:Current sample:Nom: | Electron Microscopy
2018-04-12 | PATHC | Pathology Consultation | 71789 | Case Number | 80398-1 | Unique identifier:ID:Pt:Current sample:Nom:
2018-04-12 | BHISC | Bone Histomorphometry, Gross Microscopic Exam | 71786 | Case Number | 80398-1 | Unique identifier:ID:Pt:Current sample:Nom: | Histomorphometry
2018-04-12 | BHISI | Bone Histomorphometry, Consultant Interpretation, Slides Only | 71787 | Case Number | 80398-1 | Unique identifier:ID:Pt:Current sample:Nom: | Medical Interpretation
2018-04-11 | OXNP | Oxysterols, Plasma | 36434 | Reviewed By | 18771-6 | Provider.signing name:Pn:Pt:Report:Nom: | Liquid Chromatography Tandem Mass Spectrometry (LC-MS/MS)
2018-04-11 | HGEMP | Hydroxyglutaric Acids, Glutaric Acid, Ethylmalonic Acid, and Methylsuccinic Acid, Plasma | 36068 | Reviewed By | 18771-6 | Provider.signing name:Pn:Pt:Report:Nom: | Liquid Chromatography Tandem Mass Spectrometry (LC-MS/MS)
2018-04-11 | HGEM | Hydroxyglutaric Acids, Glutaric Acid, Ethylmalonic Acid, and Methylsuccinic Acid, Blood Spot | 36054 | Reviewed By | 18771-6 | Provider.signing name:Pn:Pt:Report:Nom: | Liquid Chromatography Tandem Mass Spectrometry (LC-MS/MS)
2018-04-11 | HGEMS | Hydroxyglutaric Acids, Glutaric Acid, Ethylmalonic Acid, and Methylsuccinic Acid, Serum | 36061 | Reviewed By | 18771-6 | Provider.signing name:Pn:Pt:Report:Nom: | Liquid Chromatography Tandem Mass Spectrometry (LC-MS/MS)
2018-04-11 | GPSY | Glucopsychosine, Blood Spot | 36344 | Reviewed By | 18771-6 | Provider.signing name:Pn:Pt:Report:Nom: | Liquid Chromatography Tandem Mass Spectrometry (LC-MS/MS)
2018-04-11 | LALB | Lysosomal Acid Lipase, Blood | 36339 | Reviewed By | 18771-6 | Provider.signing name:Pn:Pt:Report:Nom: | Fluorometric Enzyme Assay
2018-04-11 | LALBS | Lysosomal Acid Lipase, Blood Spot | 36341 | Reviewed By | 18771-6 | Provider.signing name:Pn:Pt:Report:Nom: | Fluorometric Enzyme Assay
2018-04-11 | PSY | Psychosine, Blood Spot | 36342 | Reviewed By | 18771-6 | Provider.signing name:Pn:Pt:Report:Nom: | Liquid Chromatography Tandem Mass Spectrometry (LC-MS/MS)
2018-04-11 | FUCW | Alpha-Fucosidase, Leukocytes | 35634 | Reviewed By | 18771-6 | Provider.signing name:Pn:Pt:Report:Nom: | Fluorometric
2018-04-11 | GATOL | Galactitol, Quantitative, Urine | 35833 | Reviewed By | 18771-6 | Provider.signing name:Pn:Pt:Report:Nom: | Gas Chromatography Mass Spectrometry (GC-MS)
2018-04-11 | MANN | Alpha-Mannosidase, Leukocytes | 35641 | Reviewed By | 18771-6 | Provider.signing name:Pn:Pt:Report:Nom: | Fluorometric
2018-04-11 | TALDO | Polyols, Quantitative, Urine | 35830 | Reviewed By | 18771-6 | Provider.signing name:Pn:Pt:Report:Nom: | Gas Chromatography Mass Spectrometry (GC-MS)
2018-04-11 | NAGW | Hexosaminidase A and Total Hexosaminidase, Leukocytes | 35029 | Reviewed By | 18771-6 | Provider.signing name:Pn:Pt:Report:Nom: | Heat Inactivation, Fluorometric, Semi-Automated
2018-04-11 | NAGR | Hexosaminidase A and Total, Leukocytes/Molecular Reflex, Whole Blood | 35029 | Reviewed By | 18771-6 | Provider.signing name:Pn:Pt:Report:Nom: | Heat Inactivation/Fluorometric/Semiautomated
2018-04-11 | PBGU | Porphobilinogen, Quantitative, Random, Urine | 35032 | Reviewed By | 18771-6 | Provider.signing name:Pn:Pt:Report:Nom: | Liquid Chromatography Tandem Mass Spectrometry (LC-MS/MS)
2018-04-11 | BGA | Beta-Galactosidase, Leukocytes | 34907 | Reviewed By | 18771-6 | Provider.signing name:Pn:Pt:Report:Nom: | Fluorometric
2018-04-11 | FQPPS | Porphyrins, Feces | 35013 | Reviewed By | 18771-6 | Provider.signing name:Pn:Pt:Report:Nom: | High-Performance Liquid Chromatography (HPLC)
2018-04-11 | GALTP | Galactose-1-Phosphate Uridyltransferase Biochemical Phenotyping, Erythrocytes | 34524 | Reviewed By | 18771-6 | Provider.signing name:Pn:Pt:Report:Nom: | Isoelectric Focusing
2018-04-11 | PLSD | Lysosomal and Peroxisomal Disorders Screen, Blood Spot | 34822 | Reviewed By | 18771-6 | Provider.signing name:Pn:Pt:Report:Nom: | Flow Injection Analysis Tandem Mass Spectrometry (MS/MS)
2018-04-11 | MINT | Molecular Interpretation | 35000 | Reviewed By | 18771-6 | Provider.signing name:Pn:Pt:Report:Nom: | Only orderable as part of a profile. For more information see HEMP / Hereditary Erythrocytosis Mutations. This is a consultative interpretation for the Hereditary Erythrocytosis Mutations test.
2018-04-11 | LPCBS | Lysophosphatidylcholines, LC MS/MS, Blood Spot | 34864 | Reviewed By | 18771-6 | Provider.signing name:Pn:Pt:Report:Nom: | Liquid Chromatography Tandem Mass Spectrometry (LC-MS/MS)
2018-04-11 | ALAUR | Aminolevulinic Acid, Urine | 34348 | Reviewed By | 18771-6 | Provider.signing name:Pn:Pt:Report:Nom: | Liquid Chromatography Tandem Mass Spectrometry (LC-MS/MS)
2018-04-11 | C4U | C4 Acylcarnitine, Quantitative, Random, Urine | 34468 | Reviewed By | 18771-6 | Provider.signing name:Pn:Pt:Report:Nom: | Flow Injection Analysis-Tandem Mass Spectrometry (FIA-MS/MS)
2018-04-11 | C5DCU | C5-DC Acylcarnitine, Quantitative, Random, Urine | 34470 | Reviewed By | 18771-6 | Provider.signing name:Pn:Pt:Report:Nom: | Flow Injection Analysis-Tandem Mass Spectrometry (FIA-MS/MS)
2018-04-11 | C5OHU | C5-OH Acylcarnitine, Quantitative, Random, Urine | 34469 | Reviewed By | 18771-6 | Provider.signing name:Pn:Pt:Report:Nom: | Flow Injection Analysis-Tandem Mass Spectrometry (FIA-MS/MS)
2018-04-11 | PTP | Porphyrins, Total, Plasma | 34252 | Reviewed By | 18771-6 | Provider.signing name:Pn:Pt:Report:Nom: | PTP: Extraction and Scanning Spectrofluorometry PFP: High-Performance Liquid Chromatography (HPLC)
2018-04-11 | ARSAW | Arylsulfatase A, Leukocytes | 32439 | Reviewed by | 18771-6 | Provider.signing name:Pn:Pt:Report:Nom: | Colorimetric Enzyme Assay
2018-04-11 | HYOX | Hyperoxaluria Panel, Random, Urine | 29984 | Reviewed By | 18771-6 | Provider.signing name:Pn:Pt:Report:Nom: | Gas Chromatography Mass Spectrometry (GC-MS)
2018-04-11 | PIPA | Pipecolic Acid, Serum | 29964 | Reviewed By | 18771-6 | Provider.signing name:Pn:Pt:Report:Nom: | Gas Chromatography Mass Spectrometry (GC-MS)
2018-04-11 | PIPU | Pipecolic Acid, Random, Urine | 29954 | Reviewed By | 18771-6 | Provider.signing name:Pn:Pt:Report:Nom: | Gas Chromatography Mass Spectrometry (GC-MS)
2018-04-11 | SLO | Smith-Lemli-Opitz Screen, Plasma | 29974 | Reviewed By | 18771-6 | Provider.signing name:Pn:Pt:Report:Nom: | Gas Chromatography Mass Spectrometry (GC-MS)
2018-04-11 | STER | Sterols, Plasma | 29944 | Reviewed By | 18771-6 | Provider.signing name:Pn:Pt:Report:Nom: | Gas Chromatography Mass Spectrometry (GC-MS)
2018-04-11 | NAGS | Hexosaminidase A and Total Hexosaminidase, Serum | 27218 | Reviewed By | 18771-6 | Provider.signing name:Pn:Pt:Report:Nom: | Heat Inactivation, Fluorometric, Automated
2018-04-11 | ALLOI | Allo-isoleucine, Blood Spot | 27455 | Reviewed By | 18771-6 | Provider.signing name:Pn:Pt:Report:Nom: | Liquid Chromatography Tandem Mass Spectrometry (LC-MS/MS) Portions of this test are covered by patents held by Quest Diagnostics
2018-04-11 | FAO | Fatty Acid Oxidation Probe Assay, Fibroblast Culture | 23489 | Reviewed By | 18771-6 | Provider.signing name:Pn:Pt:Report:Nom: | Fibroblasts Incubated with Enriched Medium followed by Tandem Mass Spectrometry (MS/MS)
2018-04-11 | SNS | Supplemental Newborn Screen, Blood Spot | 23727 | Reviewed By | 18771-6 | Provider.signing name:Pn:Pt:Report:Nom: | Flow Injection Analysis Tandem Mass Spectrometry (FIA-MS/MS)
2018-04-11 | AAPD | Amino Acids, Quantitative, Random, Urine | 113130 | Reviewed By | 18771-6 | Provider.signing name:Pn:Pt:Report:Nom: | Liquid Chromatography Tandem Mass Spectrometry (LC-MS/MS) Portions of this test are covered by patents held by Quest Diagnostics
2018-04-11 | CRDPU | Creatine Disorders Panel, Random, Urine | 23272 | Reviewed By | 18771-6 | Provider.signing name:Pn:Pt:Report:Nom: | Liquid Chromatography Tandem Mass Spectometry (LC-MS/MS)
2018-04-11 | PMSBB | Postmortem Screening, Bile and Blood Spot | 22682 | Reviewed By | 18771-6 | Provider.signing name:Pn:Pt:Report:Nom: | Flow Injection Analysis-Tandem Mass Spectrometry (FIA-MS/MS)
2018-04-11 | SUAC | Succinylacetone, Blood Spot | 22716 | Reviewed By | 18771-6 | Provider.signing name:Pn:Pt:Report:Nom: | Liquid Chromatography Tandem Mass Spectrometry (LC-MS/MS)
2018-04-11 | TRYPU | Tryptophan, Random, Urine | 113131 | Reviewed By | 18771-6 | Provider.signing name:Pn:Pt:Report:Nom: | Liquid Chromatography Tandem Mass Spectrometry (LC-MS/MS)
2018-04-11 | LGB3S | Globotriaosylsphingosine, Serum | 113177 | Reviewed By | 18771-6 | Provider.signing name:Pn:Pt:Report:Nom: | Liquid Chromatography Tandem Mass Spectrometry (LC-MS/MS)
2018-04-11 | TFEBF | Renal Cell Carcinoma, 6p21.1 (TFEB) Rearrangement, FISH, Tissue | 92359 | Released By | 18771-6 | Provider.signing name:Pn:Pt:Report:Nom: | Fluorescence In Situ Hybridization (FISH)
2018-04-11 | NR4A3 | NR4A3 (9q22.33) Rearrangement, FISH, Tissue | 92349 | Released By | 18771-6 | Provider.signing name:Pn:Pt:Report:Nom: | Fluorescence In Situ Hybridization (FISH)
2018-04-11 | NUT1F | NUTM1 (15q14) Rearrangement, FISH, Tissue | 92339 | Released By | 18771-6 | Provider.signing name:Pn:Pt:Report:Nom: | Fluorescence In Situ Hybridization (FISH)
2018-04-11 | BILAO | Biliary Tract Malignancy, FISH, Varies | 71928 | Released By | 18771-6 | Provider.signing name:Pn:Pt:Report:Nom: | Fluorescence In Situ Hybridization (FISH)
2018-04-11 | FOXOF | Alveolar Rhabdomyosarcoma (ARMS), 13q14 (FOXO1 or FKHR) Rearrangement, FISH, Tissue | 52218 | Released By | 18771-6 | Provider.signing name:Pn:Pt:Report:Nom: | Fluorescence In Situ Hybridization (FISH)
2018-04-11 | FUSF | Low-Grade Fibromyxoid Sarcoma (LGFMS), 16p11.2 (FUS or TLS) Rearrangement, FISH, Tissue | 52234 | Released By | 18771-6 | Provider.signing name:Pn:Pt:Report:Nom: | Fluorescence In Situ Hybridization (FISH)
2018-04-11 | PLASF | Plasma Cell Proliferative Disorder, FISH, Tissue | 52226 | Released By | 18771-6 | Provider.signing name:Pn:Pt:Report:Nom: | Fluorescence In Situ Hybridization (FISH)
2018-04-11 | RETF | Lung Cancer, RET (10q11) Rearrangement, FISH, Tissue | 52250 | Released By | 18771-6 | Provider.signing name:Pn:Pt:Report:Nom: | Fluorescence In Situ Hybridization (FISH)
2018-04-11 | ROS1F | Lung Cancer, ROS1 (6q22) Rearrangement, FISH, Tissue | 52242 | Released By | 18771-6 | Provider.signing name:Pn:Pt:Report:Nom: | Fluorescence In Situ Hybridization (FISH)
2018-04-11 | DDITF | Myxoid/Round Cell Liposarcoma, 12q13 (DDIT3 or CHOP) Rearrangement, FISH, Tissue | 52162 | Released By | 18771-6 | Provider.signing name:Pn:Pt:Report:Nom: | Fluorescence In Situ Hybridization (FISH)
2018-04-11 | ESTUF | Endometrial Stromal Tumors (EST), 7p15 (JAZF1), 6p21.32 (PHF1), 17p13.3 (YWHAE) Rearrangement, FISH, Tissue | 52154 | Released By | 18771-6 | Provider.signing name:Pn:Pt:Report:Nom: | Fluorescence In Situ Hybridization (FISH)
2018-04-11 | EWSF | Ewing Sarcoma, 22q12 (EWSR1) Rearrangement, FISH, Tissue | 52194 | Released By | 18771-6 | Provider.signing name:Pn:Pt:Report:Nom: | Fluorescence In Situ Hybridization (FISH)
2018-04-11 | IMTF | Inflammatory Myofibroblastic Tumors (IMT), 2p23 (ALK) Rearrangement, FISH, Tissue | 52178 | Released By | 18771-6 | Provider.signing name:Pn:Pt:Report:Nom: | Fluorescence In Situ Hybridization (FISH)
2018-04-11 | MISCF | Miscellaneous Studies Using Chromosome-Specific Probes, FISH | 52170 | Released By | 18771-6 | Provider.signing name:Pn:Pt:Report:Nom: | Fluorescence In Situ Hybridization (FISH)
2018-04-11 | SS18F | Synovial Sarcoma (SS), 18q11.2 (SS18 or SYT) Rearrangement, FISH, Tissue | 52138 | Released By | 18771-6 | Provider.signing name:Pn:Pt:Report:Nom: | Fluorescence In Situ Hybridization (FISH)
2018-04-11 | GLIOF | 1p/19q Deletion in Gliomas, FISH, Tissue | 52114 | Released By | 18771-6 | Provider.signing name:Pn:Pt:Report:Nom: | Fluorescence In Situ Hybridization (FISH) Using DNA Probes
2018-04-11 | LCAF | Lung Cancer, ALK (2p23) Rearrangement, FISH, Tissue | 52122 | Released By | 18771-6 | Provider.signing name:Pn:Pt:Report:Nom: | Fluorescence In Situ Hybridization (FISH)
2018-04-11 | MSTF | Myeloid Sarcoma, FISH, Tissue | 52090 | Released By | 18771-6 | Provider.signing name:Pn:Pt:Report:Nom: | Fluorescence In Situ Hybridization (FISH)
2018-04-11 | SCTF | Sex Chromosome Determination, FISH, Tissue | 52083 | Released By | 18771-6 | Provider.signing name:Pn:Pt:Report:Nom: | Fluorescence In Situ Hybridization (FISH)
2018-04-11 | TFE3F | Alveolar Soft Part Sarcoma (ASPS)/Renal Cell Carcinoma (RCC), Xp11.23 (TFE3), FISH, Tissue | 52098 | Released By | 18771-6 | Provider.signing name:Pn:Pt:Report:Nom: | Fluorescence In Situ Hybridization (FISH)
2018-04-11 | GCTF | Germ Cell Tumor (GCT), Isochromosome 12p, FISH, Tissue | 52057 | Released By | 18771-6 | Provider.signing name:Pn:Pt:Report:Nom: | Fluorescence In Situ Hybridization (FISH)
2018-04-11 | SRYF | Sex-Determining Region Y, Yp11.3 Deletion, FISH | 52008 | Released By | 18771-6 | Provider.signing name:Pn:Pt:Report:Nom: | Fluorescence In Situ Hybridization (FISH)
2018-04-11 | NADF | Newborn Aneuploidy Detection, FISH, Blood | 51936 | Released By | 18771-6 | Provider.signing name:Pn:Pt:Report:Nom: | Fluorescence In Situ Hybridization (FISH)
2018-04-11 | PADF | Prenatal Aneuploidy Detection, FISH | 51942 | Released By | 18771-6 | Provider.signing name:Pn:Pt:Report:Nom: | Fluorescence In Situ Hybridization (FISH)
2018-04-11 | DD22F | 22q11.2 Deletion/Duplication, FISH, Varies | 51856 | Released By | 18771-6 | Provider.signing name:Pn:Pt:Report:Nom: | Fluorescence In Situ Hybridization (FISH)
2018-04-11 | HOLDF | Hematologic Disorders, Fluorescence In Situ Hybridization (FISH) Hold, Varies | 51842 | Released by | 18771-6 | Provider.signing name:Pn:Pt:Report:Nom: | Direct Preparation of Specimen
2018-04-11 | XYMF | Known 45,X, Mosaicism Reflex Analysis, FISH, Whole Blood | 51850 | Released By | 18771-6 | Provider.signing name:Pn:Pt:Report:Nom: | Fluorescence In Situ Hybridization (FISH)
2018-04-11 | BRAFB | Cell-Free DNA BRAF V600, Blood | 48050 | Released By | 18771-6 | Provider.signing name:Pn:Pt:Report:Nom: | Digital Droplet Polymerase Chain Reaction (ddPCR)
2018-04-11 | ETV6F | ETV6 (12p13.2) Rearrangement, FISH, Tissue | 46847 | Released By | 18771-6 | Provider.signing name:Pn:Pt:Report:Nom: | Fluorescence In Situ Hybridization (FISH)
2018-04-11 | PRKAF | Fibrolamellar Carcinoma, 19p13.1 (PRKACA) Rearrangement, FISH, Tissue | 40679 | Released By | 18771-6 | Provider.signing name:Pn:Pt:Report:Nom: | Fluorescence In Situ Hybridization (FISH)
2018-04-11 | CMAMT | Chromosomal Microarray, Autopsy/Products of Conception/Stillbirth, Tissue | 44016 | Released By | 18771-6 | Provider.signing name:Pn:Pt:Report:Nom: | Chromosomal Microarray (CMA)
2018-04-11 | CHFXH | Chromosome Analysis, Hematologic Disorders, Fixed Cells | 38496 | Released By | 18771-6 | Provider.signing name:Pn:Pt:Report:Nom: | Chromosome Analysis
2018-04-11 | FGFR2 | FGFR2 (10q26.1) Rearrangement, FISH, Tissue | 38104 | Released By | 18771-6 | Provider.signing name:Pn:Pt:Report:Nom: | Fluorescence In Situ Hybridization (FISH)
2018-04-11 | VHLE | VHL Gene, Erythrocytosis, Mutation Analysis, Varies | 37846 | Released By | 18771-6 | Provider.signing name:Pn:Pt:Report:Nom: | Polymerase Chain Reaction (PCR) Followed by DNA Sequence Analysis
2018-04-11 | CYPZ | 21-Hydroxylase Gene, CYP21A2, Full Gene Analysis, Varies | 37494 | Released By | 18771-6 | Provider.signing name:Pn:Pt:Report:Nom: | Polymerase Chain Reaction (PCR) Amplification followed by DNA Sequence Analysis and Gene Dosage Analysis by Multiplex Ligation-Dependent Probe Amplification (MLPA)
2018-04-11 | MGMT | MGMT Promoter Methylation, Tumor | 36741 | Released by | 18771-6 | Provider.signing name:Pn:Pt:Report:Nom: | Methylation-Specific Polymerase Chain Reaction (PCR) Analysis
2018-04-11 | FMTT | Familial Variant, Targeted Testing, Varies | 36535 | Released By | 18771-6 | Provider.signing name:Pn:Pt:Report:Nom: | Polymerase Chain Reaction (PCR) followed by DNA Sequencing Analysis, Gene Dosage Analysis by Multiplex Ligation-Dependent Probe Amplification (MLPA), and/or Quantitative Polymerase Chain Reaction (qPCR)
2018-04-11 | TLBLF | T-Lymphoblastic Leukemia/Lymphoma, FISH, Tissue | 113476 | Released By | 18771-6 | Provider.signing name:Pn:Pt:Report:Nom: | Fluorescence In Situ Hybridization (FISH)
2018-04-11 | SMNDX | Spinal Muscular Atrophy Diagnostic Assay, Deletion/Duplication Analysis, Varies | 113458 | Released By | 18771-6 | Provider.signing name:Pn:Pt:Report:Nom: | Dosage Analysis by Digital Droplet Polymerase Chain Reaction (ddPCR)
2018-04-11 | KRASD | Cell-Free DNA KRAS 12, 13, 61,146, Blood | 113129 | Released By | 18771-6 | Provider.signing name:Pn:Pt:Report:Nom: | Digital Droplet Polymerase Chain Reaction (PCR)
2018-04-11 | SERPZ | SERPINA1 Gene, Full Gene Analysis, Varies | 113184 | Released By | 18771-6 | Provider.signing name:Pn:Pt:Report:Nom: | Polymerase Chain Reaction (PCR) Amplification/DNA Sequencing
2018-04-11 | PMPDD | PMP22 Gene, Large Deletion/Duplication Analysis, Varies | 113379 | Released By | 18771-6 | Provider.signing name:Pn:Pt:Report:Nom: | Dosage Analysis by Polymerase Chain Reaction (PCR)/Multiplex Ligation-Dependent Probe Amplification (MLPA)
2018-04-11 | T790M | Cell-Free DNA EGFR T790M Mutation Analysis, Blood | 113417 | Released By | 18771-6 | Provider.signing name:Pn:Pt:Report:Nom: | Droplet Digital Polymerase Chain Reaction (ddPCR)
2018-04-11 | SMNCS | Spinal Muscular Atrophy Carrier Screening, Deletion/Duplication Analysis, Varies | 113451 | Released By | 18771-6 | Provider.signing name:Pn:Pt:Report:Nom: | Dosage Analysis by Digital Droplet Polymerase Chain Reaction (ddPCR)
2018-04-09 | ATHL | Alpha-Globin Gene Analysis | 52840 | Released By | 18771-6 | Provider.signing name:Pn:Pt:Report:Nom: | Only orderable as part of a profile. For more information see ATHAL / Alpha-Globin Gene Analysis.
2018-04-09 | PRSSZ | PRSS1 Gene, Full Gene Analysis, Varies | 52470 | Released By | 18771-6 | Provider.signing name:Pn:Pt:Report:Nom: | Polymerase Chain Reaction (PCR) Amplification followed by DNA sequencing
2018-04-09 | FUFXS | Fragile X, Follow up Analysis | 52424 | Released By | 18771-6 | Provider.signing name:Pn:Pt:Report:Nom: | This follow-up test is added by the laboratory dependent upon on the result of the PCR analysis (FXS / Fragile X Syndrome, Molecular Analysis). This is not an orderable test.
2018-04-09 | CHRBM | Chromosome Analysis, Hematologic Disorders, Bone Marrow | 52365 | Released By | 18771-6 | Provider.signing name:Pn:Pt:Report:Nom: | Cell Culture without Mitogens followed by Chromosome Analysis
2018-04-09 | CHRCB | Chromosome Analysis, Congenital Disorders, Blood | 52373 | Released By | 18771-6 | Provider.signing name:Pn:Pt:Report:Nom: | Cell Culture with Mitogens followed by Chromosome Analysis
2018-04-09 | CHRHB | Chromosome Analysis, Hematologic Disorders, Blood | 52398 | Released By | 18771-6 | Provider.signing name:Pn:Pt:Report:Nom: | Cell Culture without Mitogens followed by Chromosome Analysis
2018-04-09 | CMACB | Chromosomal Microarray, Congenital, Blood | 52404 | Released By | 18771-6 | Provider.signing name:Pn:Pt:Report:Nom: | Chromosomal Microarray (CMA)
2018-04-09 | CMAFF | Chromosomal Microarray (CMA) Familial Testing, FISH | 52411 | Released By | 18771-6 | Provider.signing name:Pn:Pt:Report:Nom: | Fluorescence In Situ Hybridization (FISH)
2018-04-09 | CHRAF | Chromosome Analysis, Amniotic Fluid | 52303 | Released By | 18771-6 | Provider.signing name:Pn:Pt:Report:Nom: | Cell Culture followed by Chromosome Analysis
2018-04-09 | CHRCV | Chromosome Analysis, Chorionic Villus Sampling | 52326 | Released By | 18771-6 | Provider.signing name:Pn:Pt:Report:Nom: | Cell Culture Followed by Chromosome Analysis
2018-04-09 | CHRTI | Chromosome Analysis, Skin Biopsy | 52318 | Released By | 18771-6 | Provider.signing name:Pn:Pt:Report:Nom: | Cell Culture followed by Chromosome Analysis
2018-04-09 | CULAF | Culture for Genetic Testing, Amniotic Fluid | 52310 | Released By | 18771-6 | Provider.signing name:Pn:Pt:Report:Nom: | Cell Culture
2018-04-09 | CULFB | Fibroblast Culture for Biochemical or Molecular Testing, Chorionic Villi/Products of Conception/Tissue | 52333 | Released By | 18771-6 | Provider.signing name:Pn:Pt:Report:Nom: | Cell Culture
2018-04-09 | HOLDC | Hematologic Disorders, Chromosome Hold, Varies | 52296 | Released by | 18771-6 | Provider.signing name:Pn:Pt:Report:Nom: | Direct Preparation of Specimen
2018-04-09 | MITOP | Mitochondrial Full Genome Analysis, Next-Generation Sequencing (NGS), Varies | 55287 | Released By | 18771-6 | Provider.signing name:Pn:Pt:Report:Nom: | Long-Range Polymerase Chain Reaction (LR-PCR) followed by Next-Generation Sequencing (NGS)
2018-04-09 | CMAPC | Chromosomal Microarray, Autopsy, Products of Conception, or Stillbirth | 55260 | Released By | 18771-6 | Provider.signing name:Pn:Pt:Report:Nom: | Chromosomal Microarray (CMA)
2018-04-09 | DBMD | Duchenne/Becker Muscular Dystrophy, DMD Gene, Large Deletion/Duplication Analysis, Varies | 55266 | Released By | 18771-6 | Provider.signing name:Pn:Pt:Report:Nom: | Dosage Analysis by Polymerase Chain Reaction (PCR)/Multiplex Ligation-Dependent Probe Amplification (MLPA)
2018-04-09 | FGF1F | FGFR1 (8p11.2) Amplification, FISH, Tissue | 55225 | Released By | 18771-6 | Provider.signing name:Pn:Pt:Report:Nom: | Fluorescence In Situ Hybridization (FISH)
2018-04-09 | METF | MET (7q31), FISH, Tissue | 55224 | Released By | 18771-6 | Provider.signing name:Pn:Pt:Report:Nom: | Fluorescence In Situ Hybridization (FISH)
2018-04-09 | CMAPT | Chromosomal Microarray, Tumor, Formalin-Fixed Paraffin-Embedded | 54742 | Released By | 18771-6 | Provider.signing name:Pn:Pt:Report:Nom: | Chromosomal Microarray (CMA)
2018-04-09 | CMAT | Chromosomal Microarray, Tumor, Fresh or Frozen | 54734 | Released By | 18771-6 | Provider.signing name:Pn:Pt:Report:Nom: | Chromosomal Microarray (CMA)
2018-04-09 | CMAH | Chromosomal Microarray, Hematologic Disorders, Varies | 54727 | Released By | 18771-6 | Provider.signing name:Pn:Pt:Report:Nom: | Chromosomal Microarray (CMA)
2018-04-09 | CMAP | Chromosomal Microarray, Prenatal, Amniotic Fluid/Chorionic Villus Sampling | 54720 | Released By | 18771-6 | Provider.signing name:Pn:Pt:Report:Nom: | Chromosomal Microarray (CMA)
2018-04-09 | USPF | USP6 (17p13), Aneurysmal Bone Cyst and Nodular Fasciitis, FISH, Tissue | 54712 | Released By | 18771-6 | Provider.signing name:Pn:Pt:Report:Nom: | Fluorescence In Situ Hybridization (FISH)
2018-04-09 | FUROC | UroVysion for Detection of Bladder Cancer, Urine | 54680 | Released By | 18771-6 | Provider.signing name:Pn:Pt:Report:Nom: | Fluorescence In Situ Hybridization (FISH) using DNA Probes
2018-04-09 | MAMLF | MAML2 (11q21) Rearrangement, Mucoepidermoid Carcinoma (MEC), FISH, Tissue | 54696 | Released By | 18771-6 | Provider.signing name:Pn:Pt:Report:Nom: | Fluorescence In Situ Hybridization (FISH)
2018-04-09 | MASF | Angiosarcoma, MYC (8q24) Amplification, FISH, Tissue | 54614 | Released By | 18771-6 | Provider.signing name:Pn:Pt:Report:Nom: | Fluorescence In Situ Hybridization (FISH)
2018-04-09 | SGTF | MYB (6q23) Rearrangement FISH, Tissue | 54623 | Released By | 18771-6 | Provider.signing name:Pn:Pt:Report:Nom: | Fluorescence In Situ Hybridization (FISH)
2018-04-09 | VLCZ | Very Long Chain Acyl-CoA Dehydrogenase Deficiency, Full Gene Analysis, Varies | 54047 | Released By | 18771-6 | Provider.signing name:Pn:Pt:Report:Nom: | Polymerase Chain Reaction (PCR)/DNA Sequencing Analysis
2018-04-09 | HEXAZ | Tay-Sachs Disease, HEXA Gene, Full Gene Analysis, Varies | 53949 | Released By | 18771-6 | Provider.signing name:Pn:Pt:Report:Nom: | Polymerase Chain Reaction (PCR) Amplification/DNA Sequencing
2018-04-09 | MCADZ | Medium-Chain Acyl-CoA Dehydrogenase (MCAD) Deficiency Full Gene Analysis, Varies | 53977 | Released By | 18771-6 | Provider.signing name:Pn:Pt:Report:Nom: | Polymerase Chain Reaction (PCR) Amplification/DNA Sequencing
2018-04-09 | MPS1Z | Hurler Syndrome, Full Gene Analysis, Varies | 53956 | Released By | 18771-6 | Provider.signing name:Pn:Pt:Report:Nom: | Polymerase Chain Reaction (PCR) followed by DNA Sequencing
2018-04-09 | CDKZ | CDKN1C Gene, Full Gene Analysis, Varies | 53886 | Released By | 18771-6 | Provider.signing name:Pn:Pt:Report:Nom: | Polymerase Chain Reaction (PCR) followed by DNA Sequencing
2018-04-09 | FABRZ | Fabry Disease, Full Gene Analysis, Varies | 53900 | Released By | 18771-6 | Provider.signing name:Pn:Pt:Report:Nom: | Polymerase Chain Reaction (PCR) followed by DNA Sequencing
2018-04-09 | GAAZ | Pompe Disease, Full Gene Analysis, Varies | 53921 | Released By | 18771-6 | Provider.signing name:Pn:Pt:Report:Nom: | Polymerase Chain Reaction (PCR) followed by DNA Sequencing
2018-04-09 | MPS2Z | Hunter Syndrome, Full Gene Analysis, Varies | 53532 | Released By | 18771-6 | Provider.signing name:Pn:Pt:Report:Nom: | Polymerase Chain Reaction (PCR) followed by DNA Sequencing
2018-04-09 | XALDZ | X-Linked Adrenoleukodystrophy, Full Gene Analysis, Varies | 53567 | Released By | 18771-6 | Provider.signing name:Pn:Pt:Report:Nom: | Polymerase Chain Reaction (PCR) followed by DNA Sequencing
2018-04-09 | GBAZ | Gaucher Disease, Full Gene Analysis, Varies | 53483 | Released By | 18771-6 | Provider.signing name:Pn:Pt:Report:Nom: | Polymerase Chain Reaction (PCR) followed by DNA Sequencing
2018-04-09 | KRABZ | Krabbe Disease, Full Gene Analysis and Large (30 kb) Deletion, Varies | 53511 | Released By | 18771-6 | Provider.signing name:Pn:Pt:Report:Nom: | Polymerase Chain Reaction (PCR) followed by DNA Sequencing
2018-04-09 | BTDZ | Biotinidase Deficiency, BTD Full Gene Analysis, Varies | 53469 | Released By | 18771-6 | Provider.signing name:Pn:Pt:Report:Nom: | Polymerase Chain Reaction (PCR) Amplification/DNA Sequencing
2018-04-09 | UNIPD | Uniparental Disomy, Varies | 53363 | Released By | 18771-6 | Provider.signing name:Pn:Pt:Report:Nom: | Polymerase Chain Reaction (PCR)/Microsatellite markers
2018-04-09 | YMCRO | Y Chromosome Microdeletions, Molecular Detection, Varies | 53369 | Released By | 18771-6 | Provider.signing name:Pn:Pt:Report:Nom: | Polymerase Chain Reaction (PCR)
2018-04-09 | MATCC | Maternal Cell Contamination, Molecular Analysis, Varies | 53291 | Released By | 18771-6 | Provider.signing name:Pn:Pt:Report:Nom: | Polymerase Chain Reaction (PCR) based comparison of Microsatellite Markers
2018-04-09 | ML1HM | MLH1 Hypermethylation Analysis, Tumor | 53305 | Released By | 18771-6 | Provider.signing name:Pn:Pt:Report:Nom: | Polymerase Chain Reaction (PCR)
2018-04-09 | MULT | Zygosity Testing (Multiple Births), Varies | 53328 | Released By | 18771-6 | Provider.signing name:Pn:Pt:Report:Nom: | Polymerase Chain Reaction (PCR)/Microsatellite Markers
2018-04-09 | SBULB | Spinobulbar Muscular Atrophy (Kennedy Disease), Molecular Analysis, Varies | 53348 | Released By | 18771-6 | Provider.signing name:Pn:Pt:Report:Nom: | Polymerase Chain Reaction (PCR)
2018-04-09 | DRPL | Dentatorubral-Pallidoluysian Atrophy (DRPLA) Gene Analysis, Varies | 53239 | Released By | 18771-6 | Provider.signing name:Pn:Pt:Report:Nom: | Polymerase Chain Reaction (PCR)
2018-04-09 | IHC | Mismatch Repair (MMR) Protein Immunohistochemistry Only, Tumor | 53266 | Released By | 18771-6 | Provider.signing name:Pn:Pt:Report:Nom: | Immunohistochemistry (IHC)
2018-04-09 | APOEG | Apolipoprotein E Genotyping, Blood | 53204 | Released By | 18771-6 | Provider.signing name:Pn:Pt:Report:Nom: | Polymerase Chain Reaction (PCR) including Restriction Digest
2018-04-09 | MLHPB | MLH1 Hypermethylation Analysis, Blood | 52912 | Released By | 18771-6 | Provider.signing name:Pn:Pt:Report:Nom: | Polymerase Chain Reaction (PCR)
2018-04-09 | PWAS | Prader-Willi/Angelman Syndrome, Molecular Analysis, Varies | 52919 | Released By | 18771-6 | Provider.signing name:Pn:Pt:Report:Nom: | Multiple Ligation-Dependent Probe Amplification (MLPA)
2018-04-09 | C9ORF | C9orf72 Hexanucleotide Repeat, Molecular Analysis, Varies | 52858 | Released By | 18771-6 | Provider.signing name:Pn:Pt:Report:Nom: | Polymerase Chain Reaction (PCR)
2018-04-09 | FXS | Fragile X Syndrome, Molecular Analysis, Varies | 52877 | Released By | 18771-6 | Provider.signing name:Pn:Pt:Report:Nom: | Polymerase Chain Reaction (PCR)
2018-04-09 | HAD | Huntington Disease, Molecular Analysis, Varies | 52891 | Released By | 18771-6 | Provider.signing name:Pn:Pt:Report:Nom: | Polymerase Chain Reaction (PCR)
2018-04-09 | BWRS | Beckwith-Wiedemann Syndrome/Russell-Silver Syndrome, Molecular Analysis, Varies | 52851 | Released By | 18771-6 | Provider.signing name:Pn:Pt:Report:Nom: | Multiplex Ligation-Dependent Probe Amplification (MLPA)
2018-04-06 | QNKS | Natural Killer (NK)/Natural Killer T-Cell Subsets, Quantitative, Blood | NKP | % Total NK Cells | 8112-5 | Cells.CD3-CD16+CD56+/100 cells:NFr:Pt:Bld:Qn: | Flow Cytometry
2018-04-06 | QNKS | Natural Killer (NK)/Natural Killer T-Cell Subsets, Quantitative, Blood | NKPCY | % Cytotoxic NK (CD16++CD56+) | 42189-1 | Cells.CD3+CD16+CD56+/100 cells:NFr:Pt:Bld:Qn: | Flow Cytometry
2018-04-06 | QNKS | Natural Killer (NK)/Natural Killer T-Cell Subsets, Quantitative, Blood | NKA | Total NK Cells | 9728-7 | Cells.CD3-CD16+CD56+:NCnc:Pt:Bld:Qn: | Flow Cytometry
2018-04-02 | MAGU | Magnesium, 24 Hour, Urine | MG24 | Magnesium, 24 HR, U | 24447-5 | Magnesium:MRat:24H:Urine:Qn: | Colorimetric Endpoint Assay
2018-04-02 | GPSY | Glucopsychosine, Blood Spot | 36345 | Interpretation (GPSY) | 59462-2 | Clinical biochemist review:Imp:Pt:XXX:Nar: | Liquid Chromatography Tandem Mass Spectrometry (LC-MS/MS)
2018-04-02 | PSY | Psychosine, Blood Spot | 36343 | Interpretation (PSY) | 59462-2 | Clinical biochemist review:Imp:Pt:XXX:Nar: | Liquid Chromatography Tandem Mass Spectrometry (LC-MS/MS)
2018-03-30 | HPSAF | Helicobacter pylori Antigen, Feces | 35920 | Helicobacter pylori Ag, F | 17780-8 | Helicobacter pylori Ag:PrThr:Pt:Stool:Ord:IA | Chromatographic Immunoassay
2018-03-22 | SBULB | Spinobulbar Muscular Atrophy (Kennedy Disease), Molecular Analysis, Varies | 53341 | Result Summary | 50397-9 | Molecular diagnostic overall interpretation:PrThr:Pt:Bld/Tiss:Ord:Molgen | Polymerase Chain Reaction (PCR)
2018-03-22 | SBULB | Spinobulbar Muscular Atrophy (Kennedy Disease), Molecular Analysis, Varies | 53343 | Interpretation | 69047-9 | Geneticist review:Imp:Pt:XXX:Nar: | Polymerase Chain Reaction (PCR)
2018-03-22 | UNIPD | Uniparental Disomy, Varies | 53356 | Result Summary | 50397-9 | Molecular diagnostic overall interpretation:PrThr:Pt:Bld/Tiss:Ord:Molgen | Polymerase Chain Reaction (PCR)/Microsatellite markers
2018-03-22 | UNIPD | Uniparental Disomy, Varies | 53358 | Interpretation | 69047-9 | Geneticist review:Imp:Pt:XXX:Nar: | Polymerase Chain Reaction (PCR)/Microsatellite markers
2018-03-22 | MULT | Zygosity Testing (Multiple Births), Varies | 53322 | Result Summary | 50397-9 | Molecular diagnostic overall interpretation:PrThr:Pt:Bld/Tiss:Ord:Molgen | Polymerase Chain Reaction (PCR)/Microsatellite Markers
2018-03-22 | MULT | Zygosity Testing (Multiple Births), Varies | 53323 | Result | 69548-6 | Genetic variant assessment:Find:Pt:Bld/Tiss:Nom:Molgen | Polymerase Chain Reaction (PCR)/Microsatellite Markers
2018-03-22 | MULT | Zygosity Testing (Multiple Births), Varies | 53324 | Interpretation | 69965-2 | Clinical cytogeneticist review:Imp:Pt:XXX:Nar: | Polymerase Chain Reaction (PCR)/Microsatellite Markers
2018-03-22 | SBULB | Spinobulbar Muscular Atrophy (Kennedy Disease), Molecular Analysis, Varies | 53342 | Result | 82939-0 | Genetic variant details:Find:Pt:Bld/Tiss:Nar:Molgen | Polymerase Chain Reaction (PCR)
2018-03-22 | ML1HM | MLH1 Hypermethylation Analysis, Tumor | 53299 | Result Summary | 50397-9 | Molecular diagnostic overall interpretation:PrThr:Pt:Bld/Tiss:Ord:Molgen | Polymerase Chain Reaction (PCR)
2018-03-22 | ML1HM | MLH1 Hypermethylation Analysis, Tumor | 53300 | Result | 82939-0 | Genetic variant details:Find:Pt:Bld/Tiss:Nar:Molgen | Polymerase Chain Reaction (PCR)
2018-03-22 | ML1HM | MLH1 Hypermethylation Analysis, Tumor | 53301 | Interpretation | 69047-9 | Geneticist review:Imp:Pt:XXX:Nar: | Polymerase Chain Reaction (PCR)
2018-03-22 | MATCC | Maternal Cell Contamination, Molecular Analysis, Varies | 53285 | Result Summary | 50397-9 | Molecular diagnostic overall interpretation:PrThr:Pt:Bld/Tiss:Ord:Molgen | Polymerase Chain Reaction (PCR) based comparison of Microsatellite Markers
2018-03-22 | MATCC | Maternal Cell Contamination, Molecular Analysis, Varies | 53287 | Interpretation | 69047-9 | Geneticist review:Imp:Pt:XXX:Nar: | Polymerase Chain Reaction (PCR) based comparison of Microsatellite Markers
2018-03-22 | VHLE | VHL Gene, Erythrocytosis, Mutation Analysis, Varies | 37840 | Result Summary | 50397-9 | Molecular diagnostic overall interpretation:PrThr:Pt:Bld/Tiss:Ord:Molgen | Polymerase Chain Reaction (PCR) Followed by DNA Sequence Analysis
2018-03-22 | VHLE | VHL Gene, Erythrocytosis, Mutation Analysis, Varies | 37842 | Interpretation | 69047-9 | Geneticist review:Imp:Pt:XXX:Nar: | Polymerase Chain Reaction (PCR) Followed by DNA Sequence Analysis
2018-03-22 | VHLE | VHL Gene, Erythrocytosis, Mutation Analysis, Varies | 37844 | Specimen | 31208-2 | Specimen source:Prid:Pt:XXX:Nom: | Polymerase Chain Reaction (PCR) Followed by DNA Sequence Analysis
2018-03-22 | VHLE | VHL Gene, Erythrocytosis, Mutation Analysis, Varies | 37845 | Source | 31208-2 | Specimen source:Prid:Pt:XXX:Nom: | Polymerase Chain Reaction (PCR) Followed by DNA Sequence Analysis
2018-03-22 | VHLE | VHL Gene, Erythrocytosis, Mutation Analysis, Varies | 37886 | Known Mut Reason for Referral | 42349-1 | Reason for referral:Find:Pt:^Patient:Nar: | Polymerase Chain Reaction (PCR) Followed by DNA Sequence Analysis
2018-03-22 | VLTBX | Volatile Screen, Chain of Custody, Blood | 36242 | Methanol, B | 9334-4 | Methanol:MCnc:Pt:Bld:Qn: | Headspace Gas Chromatography Flame Ionization Detector (HSGC-FID)
2018-03-22 | VLTBX | Volatile Screen, Chain of Custody, Blood | 36243 | Ethanol, B | 5640-8 | Ethanol:MCnc:Pt:Bld:Qn: | Headspace Gas Chromatography Flame Ionization Detector (HSGC-FID)
2018-03-22 | VLTBX | Volatile Screen, Chain of Custody, Blood | 36244 | Acetone, B | 9425-0 | Acetone:MCnc:Pt:Bld:Qn: | Headspace Gas Chromatography Flame Ionization Detector (HSGC-FID)
2018-03-22 | VLTBX | Volatile Screen, Chain of Custody, Blood | 36245 | Isopropanol, B | 5667-1 | Isopropanol:MCnc:Pt:Bld:Qn: | Headspace Gas Chromatography Flame Ionization Detector (HSGC-FID)
2018-03-22 | VLTUX | Volatile Screen, Chain of Custody, Random, Urine | 36247 | Volatile Scrn, U | 12983-3 | Volatiles:Prid:Pt:Urine:Nom: | Headspace Gas Chromatography Flame Ionization Detector (HSGC-FID)
2018-03-22 | VLTUX | Volatile Screen, Chain of Custody, Random, Urine | 36248 | Methanol, U | 5695-2 | Methanol:MCnc:Pt:Urine:Qn: | Headspace Gas Chromatography Flame Ionization Detector (HSGC-FID)
2018-03-22 | VLTUX | Volatile Screen, Chain of Custody, Random, Urine | 36249 | Ethanol, U | 5645-7 | Ethanol:MCnc:Pt:Urine:Qn: | Headspace Gas Chromatography Flame Ionization Detector (HSGC-FID)
2018-03-22 | VLTUX | Volatile Screen, Chain of Custody, Random, Urine | 36250 | Acetone, U | 5570-7 | Acetone:MCnc:Pt:Urine:Qn: | Headspace Gas Chromatography Flame Ionization Detector (HSGC-FID)
2018-03-22 | VLTUX | Volatile Screen, Chain of Custody, Random, Urine | 36251 | Isopropanol, U | 9434-2 | Isopropanol:MCnc:Pt:Urine:Qn: | Headspace Gas Chromatography Flame Ionization Detector (HSGC-FID)
2018-03-22 | OPTMX | Opiate Confirmation, Chain of Custody, Meconium | 36224 | Codeine | 68542-0 | Codeine:MCnt:Pt:Meconium:Qn:Confirm | Liquid Chromatography Tandem Mass Spectrometry (LC-MS/MS)
2018-03-22 | PCPX | Phencyclidine Confirmation, Chain of Custody, Random, Urine | 36229 | Phencyclidine-by GC/MS | 16254-5 | Phencyclidine:MCnc:Pt:Urine:Qn:Confirm | Immunoassay/Gas Chromatography Mass Spectrometry (GC-MS) Confirmation with Quantitation
2018-03-22 | PCPX | Phencyclidine Confirmation, Chain of Custody, Random, Urine | 36230 | Phencyclidine Interpretation | 69050-3 | Toxicologist review:Imp:Pt:XXX:Nar: | Immunoassay/Gas Chromatography Mass Spectrometry (GC-MS) Confirmation with Quantitation
2018-03-22 | PDSUX | Drug Screen, Prescription/Over the Counter, Chain of Custody, Random, Urine | 36235 | Drugs detected: | 12286-1 | Drugs identified:Prid:Pt:Urine:Nom:Screen | Gas Chromatography Mass Spectrometry (GC-MS)
2018-03-22 | THCX | Delta-8 and Delta-9-Carboxy-Tetrahydrocannabinol (THC) Confirmation, Chain of Custody, Random, Urine | 36238 | Delta-9 Carboxy-Tetrahydrocannabinol by LC-MS/MS | 20521-1 | Carboxy tetrahydrocannabinol:MCnc:Pt:Urine:Qn:Confirm | Immunoassay/Liquid Chromatography Tandem Mass Spectrometry (LC-MS/MS)
2018-03-22 | THCX | Delta-8 and Delta-9-Carboxy-Tetrahydrocannabinol (THC) Confirmation, Chain of Custody, Random, Urine | 36239 | Carboxy-THC Interpretation | 69050-3 | Toxicologist review:Imp:Pt:XXX:Nar: | Immunoassay/Liquid Chromatography Tandem Mass Spectrometry (LC-MS/MS)
2018-03-22 | VLTBX | Volatile Screen, Chain of Custody, Blood | 36241 | Volatile Scrn, B | 41266-8 | Volatiles:Prid:Pt:Bld:Nom: | Headspace Gas Chromatography Flame Ionization Detector (HSGC-FID)
2018-03-22 | OPTMX | Opiate Confirmation, Chain of Custody, Meconium | 36221 | Morphine | 69027-1 | Morphine:MCnt:Pt:Meconium:Qn:Confirm | Liquid Chromatography Tandem Mass Spectrometry (LC-MS/MS)
2018-03-22 | MTDNX | Methadone Confirmation, Chain of Custody, Random, Urine | 36210 | Methadone Interpretation | 69050-3 | Toxicologist review:Imp:Pt:XXX:Nar: | Immunoassay/Gas Chromatography Mass Spectrometry (GC-MS)
2018-03-22 | MAMMX | 6-Monoacetylmorphine (6-MAM) Confirmation, Chain of Custody, Meconium | 36202 | 6-Monoacetylmorphine | 29345-6 | 6-Monoacetylmorphine:MCnt:Pt:Meconium:Qn: | Liquid Chromatography Tandem Mass Spectrometry (LC-MS/MS)
2018-03-22 | MAMMX | 6-Monoacetylmorphine (6-MAM) Confirmation, Chain of Custody, Meconium | 36203 | Interpretation | 69050-3 | Toxicologist review:Imp:Pt:XXX:Nar: | Liquid Chromatography Tandem Mass Spectrometry (LC-MS/MS)
2018-03-22 | FENTX | Fentanyl with Metabolite Confirmation, Chain of Custody, Random, Urine | 36192 | Fentanyl Interpretation | 69050-3 | Toxicologist review:Imp:Pt:XXX:Nar: | Immunoassay/Liquid Chromatography Tandem Mass Spectrometry (LC-MS/MS)
2018-03-22 | DSM5X | Drugs of Abuse Screen 5, Chain of Custody, Meconium | 36179 | Methamphetamine | 27289-8 | Methamphetamine:MCnt:Pt:Meconium:Qn: | Competitive Chemiluminescent Immunoassay (CIA)
2018-03-22 | DSM5X | Drugs of Abuse Screen 5, Chain of Custody, Meconium | 36180 | Cocaine | 26956-3 | Cocaine:MCnt:Pt:Meconium:Qn: | Competitive Chemiluminescent Immunoassay (CIA)
2018-03-22 | DSM5X | Drugs of Abuse Screen 5, Chain of Custody, Meconium | 36181 | Opiate | 29158-3 | Opiates:MCnt:Pt:Meconium:Qn: | Competitive Chemiluminescent Immunoassay (CIA)
2018-03-22 | DSM5X | Drugs of Abuse Screen 5, Chain of Custody, Meconium | 36182 | Phencyclidine | 26859-9 | Phencyclidine:MCnt:Pt:Meconium:Qn: | Competitive Chemiluminescent Immunoassay (CIA)
2018-03-22 | DSM5X | Drugs of Abuse Screen 5, Chain of Custody, Meconium | 36183 | Tetrahydrocannabinol | 26893-8 | Tetrahydrocannabinol:MCnt:Pt:Meconium:Qn: | Competitive Chemiluminescent Immunoassay (CIA)
2018-03-22 | COKMX | Cocaine and Metabolite Confirmation, Chain of Custody, Meconium | 36167 | Benzoylecgonine | 69010-7 | Benzoylecgonine:MCnt:Pt:Meconium:Qn:Confirm | Liquid Chromatography-Tandem Mass Spectrometry (LC-MS/MS)
2018-03-22 | COKMX | Cocaine and Metabolite Confirmation, Chain of Custody, Meconium | 36168 | Cocaethylene | 69011-5 | Cocaethylene:MCnt:Pt:Meconium:Qn:Confirm | Liquid Chromatography-Tandem Mass Spectrometry (LC-MS/MS)
2018-03-22 | COKMX | Cocaine and Metabolite Confirmation, Chain of Custody, Meconium | 36169 | m-Hydroxybenzoylecgonine | 69012-3 | 3-Hydroxybenzoylecgonine:MCnt:Pt:Meconium:Qn:Confirm | Liquid Chromatography-Tandem Mass Spectrometry (LC-MS/MS)
2018-03-22 | COKMX | Cocaine and Metabolite Confirmation, Chain of Custody, Meconium | 36170 | Interpretation | 69050-3 | Toxicologist review:Imp:Pt:XXX:Nar: | Liquid Chromatography-Tandem Mass Spectrometry (LC-MS/MS)
2018-03-22 | DSM4X | Drugs of Abuse Screen 4, Chain of Custody, Meconium | 36173 | Methamphetamine | 27289-8 | Methamphetamine:MCnt:Pt:Meconium:Qn: | Competitive Chemiluminescent Immunoassay (CIA)
2018-03-22 | DSM4X | Drugs of Abuse Screen 4, Chain of Custody, Meconium | 36174 | Cocaine | 26956-3 | Cocaine:MCnt:Pt:Meconium:Qn: | Competitive Chemiluminescent Immunoassay (CIA)
2018-03-22 | DSM4X | Drugs of Abuse Screen 4, Chain of Custody, Meconium | 36175 | Opiate | 29158-3 | Opiates:MCnt:Pt:Meconium:Qn: | Competitive Chemiluminescent Immunoassay (CIA)
2018-03-22 | DSM4X | Drugs of Abuse Screen 4, Chain of Custody, Meconium | 36176 | Tetrahydrocannabinol | 26893-8 | Tetrahydrocannabinol:MCnt:Pt:Meconium:Qn: | Competitive Chemiluminescent Immunoassay (CIA)
2018-03-22 | COKEX | Cocaine and Metabolite Confirmation, Chain of Custody, Random, Urine | 36164 | Cocaine Interpretation | 69050-3 | Toxicologist review:Imp:Pt:XXX:Nar: | Immunoassay/Gas Chromatography Mass Spectrometry (GC-MS)
2018-03-22 | COKMX | Cocaine and Metabolite Confirmation, Chain of Custody, Meconium | 36166 | Cocaine | 69009-9 | Cocaine:MCnt:Pt:Meconium:Qn:Confirm | Liquid Chromatography-Tandem Mass Spectrometry (LC-MS/MS)
2018-03-22 | BARBX | Barbiturates Confirmation, Chain of Custody, Random, Urine | 36148 | Barbiturates Interpretation | 69050-3 | Toxicologist review:Imp:Pt:XXX:Nar: | Immunoassay/Gas Chromatography Mass Spectrometry (GC-MS) Confirmation with Quantitation
2018-03-22 | AMPMX | Amphetamine-Type Stimulants Confirmation, Chain of Custody, Meconium | 36139 | 3,4-methylenedioxyethylamphetamine | 69024-8 | Methylenedioxyethylamphetamine:MCnt:Pt:Meconium:Qn:Confirm | Liquid Chromatography Tandem Mass Spectrometry (LC-MS/MS)
2018-03-22 | AMPMX | Amphetamine-Type Stimulants Confirmation, Chain of Custody, Meconium | 36140 | 3,4-methylenedioxymethamphetamine | 69025-5 | Methylenedioxymethamphetamine:MCnt:Pt:Meconium:Qn:Confirm | Liquid Chromatography Tandem Mass Spectrometry (LC-MS/MS)
2018-03-22 | AMPMX | Amphetamine-Type Stimulants Confirmation, Chain of Custody, Meconium | 36141 | Interpretation | 69050-3 | Toxicologist review:Imp:Pt:XXX:Nar: | Liquid Chromatography Tandem Mass Spectrometry (LC-MS/MS)
2018-03-22 | AMPHX | Amphetamines Confirmation, Chain of Custody, Random, Urine | 36131 | Pseudoephedrine/Ephedrine-by LC-MS/MS | 58707-1 | Ephedrine+Pseudoephedrine:MCnc:Pt:Urine:Qn:Confirm | Immunoassay/Liquid Chromatography Tandem Mass Spectrometry (LC-MS/MS)
2018-03-22 | AMPHX | Amphetamines Confirmation, Chain of Custody, Random, Urine | 36134 | Amphetamines Interpretation | 69050-3 | Toxicologist review:Imp:Pt:XXX:Nar: | Immunoassay/Liquid Chromatography Tandem Mass Spectrometry (LC-MS/MS)
2018-03-22 | AMPMX | Amphetamine-Type Stimulants Confirmation, Chain of Custody, Meconium | 36136 | Amphetamine | 26959-7 | Amphetamine:MCnt:Pt:Meconium:Qn: | Liquid Chromatography Tandem Mass Spectrometry (LC-MS/MS)
2018-03-22 | AMPMX | Amphetamine-Type Stimulants Confirmation, Chain of Custody, Meconium | 36137 | Methamphetamine | 69022-2 | Methamphetamine:MCnt:Pt:Meconium:Qn:Confirm | Liquid Chromatography Tandem Mass Spectrometry (LC-MS/MS)
2018-03-22 | AMPMX | Amphetamine-Type Stimulants Confirmation, Chain of Custody, Meconium | 36138 | 3,4-methylenedioxyamphetamine | 69023-0 | Methylenedioxyamphetamine:MCnt:Pt:Meconium:Qn:Confirm | Liquid Chromatography Tandem Mass Spectrometry (LC-MS/MS)
2018-03-22 | ADLTX | Adulterants Survey, Chain of Custody, Random, Urine | 36122 | Specific Gravity | 5810-7 | Specific gravity:Rden:Pt:Urine:Qn:Refractometry | Spectrophotometry
2018-03-22 | ADLTX | Adulterants Survey, Chain of Custody, Random, Urine | 36124 | Oxidants | 58714-7 | Oxidants:PrThr:Pt:Urine:Ord: | Spectrophotometry
2018-03-22 | ADLTX | Adulterants Survey, Chain of Custody, Random, Urine | 36126 | Comment | 48767-8 | Annotation comment:Imp:Pt:{system}:Nar: | Spectrophotometry
2018-03-22 | AMPHX | Amphetamines Confirmation, Chain of Custody, Random, Urine | 36128 | Amphetamine-by LC-MS/MS | 20410-7 | Amphetamines:MCnc:Pt:Urine:Qn:Confirm | Immunoassay/Liquid Chromatography Tandem Mass Spectrometry (LC-MS/MS)
2018-03-22 | 6MAMX | 6-Monoacetylmorphine, Chain of Custody, Random, Urine | 36118 | 6-Monoacetylmorphine by GC/MS | 19593-3 | 6-Monoacetylmorphine:MCnc:Pt:Urine:Qn:Confirm | Gas Chromatography Mass Spectrometry (GC-MS)
2018-03-22 | 6MAMX | 6-Monoacetylmorphine, Chain of Custody, Random, Urine | 36119 | 6-MAM Interpretation | 69050-3 | Toxicologist review:Imp:Pt:XXX:Nar: | Gas Chromatography Mass Spectrometry (GC-MS)
2018-03-22 | ADLTX | Adulterants Survey, Chain of Custody, Random, Urine | 36121 | Creatinine, U | 2161-8 | Creatinine:MCnc:Pt:Urine:Qn: | Spectrophotometry
2018-03-22 | SHPV | Human Papillomavirus (HPV) DNA Detection with Genotyping, High-Risk Types by PCR, SurePath, Varies | 36003 | HPV High Risk type 16, PCR | 61372-9 | Human papilloma virus 16 DNA:PrThr:Pt:XXX:Ord:Probe.amp.tar | Real-Time Polymerase Chain Reaction (PCR)
2018-03-22 | SHPV | Human Papillomavirus (HPV) DNA Detection with Genotyping, High-Risk Types by PCR, SurePath, Varies | 36004 | HPV High Risk type 18, PCR | 61373-7 | Human papilloma virus 18 DNA:PrThr:Pt:XXX:Ord:Probe.amp.tar | Real-Time Polymerase Chain Reaction (PCR)
2018-03-22 | SHPV | Human Papillomavirus (HPV) DNA Detection with Genotyping, High-Risk Types by PCR, SurePath, Varies | 36005 | HPV other High Risk types, PCR | 77375-4 | Human papilloma virus 31+33+35+39+45+51+52+56+58+59+66+68 DNA:PrThr:Pt:XXX:Ord:Probe.amp.tar | Real-Time Polymerase Chain Reaction (PCR)
2018-03-22 | GATOL | Galactitol, Quantitative, Urine | 35831 | Galactitol | 47857-8 | Galactitol/Creatinine:SRto:Pt:Urine:Qn: | Gas Chromatography Mass Spectrometry (GC-MS)
2018-03-22 | GATOL | Galactitol, Quantitative, Urine | 35832 | Interpretation (GATOL) | 59462-2 | Clinical biochemist review:Imp:Pt:XXX:Nar: | Gas Chromatography Mass Spectrometry (GC-MS)
2018-03-22 | RSCOC | Coccidioides Antibody Reflex, Complement Fixation and Immunodiffusion, Serum | 35942 | Coccidioides Ab, CompF,S | 33379-9 | Coccidioides sp Ab:PrThr:Pt:Ser:Ord:Comp fix | Only orderable as a reflex. For more information see COXIS / Coccidioides Antibody Screen with Reflex, Serum. Complement Fixation (CF)/Immunodiffusion (ID)
2018-03-22 | RSCOC | Coccidioides Antibody Reflex, Complement Fixation and Immunodiffusion, Serum | 35943 | Coccidioides, IgG, ImmDiff,S | 46182-2 | Coccidioides sp Ab.IgG:PrThr:Pt:Ser:Ord: | Only orderable as a reflex. For more information see COXIS / Coccidioides Antibody Screen with Reflex, Serum. Complement Fixation (CF)/Immunodiffusion (ID)
2018-03-22 | RSCOC | Coccidioides Antibody Reflex, Complement Fixation and Immunodiffusion, Serum | 35944 | Coccidioides, IgM, ImmDiff,S | 46183-0 | Coccidioides sp Ab.IgM:PrThr:Pt:Ser:Ord: | Only orderable as a reflex. For more information see COXIS / Coccidioides Antibody Screen with Reflex, Serum. Complement Fixation (CF)/Immunodiffusion (ID)
2018-03-22 | TAPEN | Tapentadol and Metabolite, Random, Urine | 35916 | Tapentadol | 65807-0 | Tapentadol:MCnc:Pt:Urine:Qn: | Liquid Chromatography Tandem Mass Spectrometry (LC-MS/MS)
2018-03-22 | TAPEN | Tapentadol and Metabolite, Random, Urine | 35917 | N-desmethyltapentadol | 65808-8 | Nortapentadol:MCnc:Pt:Urine:Qn: | Liquid Chromatography Tandem Mass Spectrometry (LC-MS/MS)
2018-03-22 | TALDO | Polyols, Quantitative, Urine | 35824 | Erythritol | 48107-7 | Erythritol/Creatinine:SRto:Pt:Urine:Qn: | Gas Chromatography Mass Spectrometry (GC-MS)
2018-03-22 | TALDO | Polyols, Quantitative, Urine | 35825 | Arabinitol | 47829-7 | Arabitol/Creatinine:SRto:Pt:Urine:Qn: | Gas Chromatography Mass Spectrometry (GC-MS)
2018-03-22 | TALDO | Polyols, Quantitative, Urine | 35826 | Ribitol | 47884-2 | Ribitol/Creatinine:SRto:Pt:Urine:Qn: | Gas Chromatography Mass Spectrometry (GC-MS)
2018-03-22 | TALDO | Polyols, Quantitative, Urine | 35827 | Sedoheptulose | 78967-7 | Sedoheptulose/Creatinine:SRto:Pt:Urine:Qn: | Gas Chromatography Mass Spectrometry (GC-MS)
2018-03-22 | F8INV | Hemophilia A F8 Gene, Intron 1 and 22 Inversion Mutation Analysis, Whole Blood | 35760 | HA F8 Int 1/22 Reason for Referral | 42349-1 | Reason for referral:Find:Pt:^Patient:Nar: | Polymerase Chain Reaction (PCR) or Inverse Shifting-Polymerase Chain Reaction (IS-PCR)
2018-03-22 | F8INV | Hemophilia A F8 Gene, Intron 1 and 22 Inversion Mutation Analysis, Whole Blood | 35761 | HA F8 Intron 1/22 Inversion, B | 81761-9 | F8 gene intron 1 & 22 inversion targeted mutation analysis:Find:Pt:Bld/Tiss:Doc:Molgen | Polymerase Chain Reaction (PCR) or Inverse Shifting-Polymerase Chain Reaction (IS-PCR)
2018-03-22 | F8INV | Hemophilia A F8 Gene, Intron 1 and 22 Inversion Mutation Analysis, Whole Blood | 35762 | F8INV Interpretation | 69047-9 | Geneticist review:Imp:Pt:XXX:Nar: | Polymerase Chain Reaction (PCR) or Inverse Shifting-Polymerase Chain Reaction (IS-PCR)
2018-03-22 | LPA3P | Lymphocyte Proliferation to Anti-CD3/Anti-CD28 and Anti-CD3/Interleukin-2 (IL-2), Flow Cytometry, Blood | 35177 | Max Prolif, soluble IL2 as % CD3 | 81757-7 | Lymphocyte proliferation.Interleukin 2.maximum/CD3:NFr:Pt:Bld:Qn:Flow cytometry | Flow Cytometry
2018-03-22 | LPA3P | Lymphocyte Proliferation to Anti-CD3/Anti-CD28 and Anti-CD3/Interleukin-2 (IL-2), Flow Cytometry, Blood | 35203 | Viab of Lymphs at Day 0 | 33193-4 | Viable cells/100 cells:NFr:Pt:Bld:Qn: | Flow Cytometry
2018-03-22 | LPA3P | Lymphocyte Proliferation to Anti-CD3/Anti-CD28 and Anti-CD3/Interleukin-2 (IL-2), Flow Cytometry, Blood | 35204 | aCD3 Comment | 48767-8 | Annotation comment:Imp:Pt:{system}:Nar: | Flow Cytometry
2018-03-22 | LPA3P | Lymphocyte Proliferation to Anti-CD3/Anti-CD28 and Anti-CD3/Interleukin-2 (IL-2), Flow Cytometry, Blood | 35205 | Interpretation | 69965-2 | Clinical cytogeneticist review:Imp:Pt:XXX:Nar: | Flow Cytometry
2018-03-22 | F81B | Hemophilia A F8 Gene, Intron 1 Inversion Known Mutation, Whole Blood | 35137 | HA F8 Int1 KM Reason for Referral | 42349-1 | Reason for referral:Find:Pt:^Patient:Nar: | Polymerase Chain Reaction (PCR)
2018-03-22 | F8INP | Hemophilia A F8 Gene, Intron 1 and 22 Inversion Mutation Analysis, Prenatal | 35161 | HA F8 Int 1/22 Reason for Referral | 42349-1 | Reason for referral:Find:Pt:^Patient:Nar: | Polymerase Chain Reaction (PCR) or Inverse Shifting-Polymerase Chain Reaction (IS-PCR)
2018-03-22 | F8INP | Hemophilia A F8 Gene, Intron 1 and 22 Inversion Mutation Analysis, Prenatal | 35162 | HA F8 Int 1/22 Inversion, AF or CVS | 82343-5 | F8 gene intron 1 & 22 inversion targeted mutation analysis:Find:Pt:Amnio fld/CVS:Doc:Molgen | Polymerase Chain Reaction (PCR) or Inverse Shifting-Polymerase Chain Reaction (IS-PCR)
2018-03-22 | F8INP | Hemophilia A F8 Gene, Intron 1 and 22 Inversion Mutation Analysis, Prenatal | 35163 | F8INP Interpretation | 69047-9 | Geneticist review:Imp:Pt:XXX:Nar: | Polymerase Chain Reaction (PCR) or Inverse Shifting-Polymerase Chain Reaction (IS-PCR)
2018-03-22 | LPA3P | Lymphocyte Proliferation to Anti-CD3/Anti-CD28 and Anti-CD3/Interleukin-2 (IL-2), Flow Cytometry, Blood | 35171 | Max Prolif, soluble aCD3 as % CD45 | 81760-1 | Lymphocyte proliferation.anti-CD3.maximum/CD45:NFr:Pt:Bld:Qn:Flow cytometry | Flow Cytometry
2018-03-22 | LPA3P | Lymphocyte Proliferation to Anti-CD3/Anti-CD28 and Anti-CD3/Interleukin-2 (IL-2), Flow Cytometry, Blood | 35172 | Max Prolif, soluble aCD3 as % CD3 | 81756-9 | Lymphocyte proliferation.anti-CD3.maximum/CD3:NFr:Pt:Bld:Qn:Flow cytometry | Flow Cytometry
2018-03-22 | LPA3P | Lymphocyte Proliferation to Anti-CD3/Anti-CD28 and Anti-CD3/Interleukin-2 (IL-2), Flow Cytometry, Blood | 35173 | Max Prolif, soluble aCD28 as % CD45 | 81759-3 | Lymphocyte proliferation.anti-CD28.maximum/CD45:NFr:Pt:Bld:Qn:Flow cytometry | Flow Cytometry
2018-03-22 | LPA3P | Lymphocyte Proliferation to Anti-CD3/Anti-CD28 and Anti-CD3/Interleukin-2 (IL-2), Flow Cytometry, Blood | 35174 | Max Prolif, soluble aCD28 as % CD3 | 81758-5 | Lymphocyte proliferation.anti-CD28.maximum/CD3:NFr:Pt:Bld:Qn:Flow cytometry | Flow Cytometry
2018-03-22 | LPA3P | Lymphocyte Proliferation to Anti-CD3/Anti-CD28 and Anti-CD3/Interleukin-2 (IL-2), Flow Cytometry, Blood | 35176 | Max Prolif, soluble IL2 as % CD45 | 81755-1 | Lymphocyte proliferation.Interleukin 2.maximum/CD45:NFr:Pt:Bld:Qn:Flow cytometry | Flow Cytometry
2018-03-22 | F81B | Hemophilia A F8 Gene, Intron 1 Inversion Known Mutation, Whole Blood | 35001 | HA F8 Intron 1 Inversion KM, B | 81762-7 | F8 gene intron 1 inversion targeted mutation analysis:Find:Pt:Bld/Tiss:Doc:Molgen | Polymerase Chain Reaction (PCR)
2018-03-22 | F81B | Hemophilia A F8 Gene, Intron 1 Inversion Known Mutation, Whole Blood | 35002 | F81B Interpretation | 69047-9 | Geneticist review:Imp:Pt:XXX:Nar: | Polymerase Chain Reaction (PCR)
2018-03-22 | TVRNA | Trichomonas vaginalis, Nucleic Acid Amplification, Varies | 34810 | Trichomonas vaginalis amplified RNA | 46154-1 | Trichomonas vaginalis rRNA:PrThr:Pt:XXX:Ord:Probe.amp.tar | Transcription-Mediated Amplification
2018-03-20 | ITCON | Itraconazole, Serum | 5122 | Hydroxyitraconazole | 18337-6 | Hydroxyitraconazole:MCnc:Pt:Ser/Plas:Qn: | Liquid Chromatography Tandem Mass Spectrometry (LC-MS/MS)
2018-03-20 | PINW | Pinworm Exam, Perianal | PINW | Pinworm Exam, Perianal | 675-9 | Enterobius vermicularis:PrThr:Pt:XXX:Ord:Pinworm examination | Microscopic
2018-03-20 | CXLPL | CXCR4 Mutation Analysis, Somatic, Lymphoplasmacytic Lymphoma/Waldenstrom Macroglobulinemia, Varies | MP032 | Specimen Type | 31208-2 | Specimen source:Prid:Pt:XXX:Nom: | Bridged Nucleic Acids (BNA) Clamp Sanger Sequencing Technology/Routine Sanger Sequencing (BNAClamp is utilized pursuant to a license agreement with BNA Inc)
2018-03-20 | LPLFX | Lymphoplasmacytic Lymphoma/Waldenstrom Macroglobulinemia, MYD88 L265P with Reflex to CXCR4, Varies | MP042 | Specimen Type | 31208-2 | Specimen source:Prid:Pt:XXX:Nom: | Allele-Specific Polymerase Chain Reaction (AS-PCR)/Bridged Nucleic Acids (BNA) Clamp Sanger Sequencing/Routine Sanger Sequencing (BNAClamp is utilized pursuant to a license agreement with BNA Inc.)
2018-03-20 | SEQA | Sequential Maternal Screening, Part 1, Serum | NTTB1 | NT Twin | 33069-6 | Width.translucency:Len:Pt:Neck.soft tissue^Fetus:Qn:US.measured | Immunoenzymatic Assay
2018-03-20 | PIPU | Pipecolic Acid, Random, Urine | 81248 | Pipecolic Acid, U | 33659-4 | Pipecolate/Creatinine:Ratio:Pt:Urine:Qn: | Gas Chromatography Mass Spectrometry (GC-MS)
2018-03-20 | BHISI | Bone Histomorphometry, Consultant Interpretation, Slides Only | 71171 | Report electronically signed by | 19139-5 | Pathologist name:Pn:Pt:Provider:Nom: | Medical Interpretation
2018-03-20 | BHISC | Bone Histomorphometry, Gross Microscopic Exam | 71161 | Report electronically signed by | 19139-5 | Pathologist name:Pn:Pt:Provider:Nom: | Histomorphometry
2018-03-20 | BHISI | Bone Histomorphometry, Consultant Interpretation, Slides Only | 601909 | Disclaimer | 62364-5 | Test performance information:Find:Pt:XXX:Nar: | Medical Interpretation
2018-03-20 | MBX | Muscle Pathology Consultation | 601773 | Gross Description | 22634-0 | Path report.gross observation:Find:Pt:Specimen:Nar: | Muscle Biopsy Surgical Pathology Consultation and/or Review of Outside Material
2018-03-20 | MBX | Muscle Pathology Consultation | 601911 | Disclaimer | 62364-5 | Test performance information:Find:Pt:XXX:Nar: | Muscle Biopsy Surgical Pathology Consultation and/or Review of Outside Material
2018-03-20 | PNBX | Peripheral Nerve Pathology Consultation | 601776 | Report electronically signed by | 19139-5 | Pathologist name:Pn:Pt:Provider:Nom: | Nerve Biopsy Surgical Pathology Consultation and Review of Outside Material
2018-03-20 | PNBX | Peripheral Nerve Pathology Consultation | 601778 | Gross Description | 22634-0 | Path report.gross observation:Find:Pt:Specimen:Nar: | Nerve Biopsy Surgical Pathology Consultation and Review of Outside Material
2018-03-20 | PNBX | Peripheral Nerve Pathology Consultation | 601912 | Disclaimer | 62364-5 | Test performance information:Find:Pt:XXX:Nar: | Nerve Biopsy Surgical Pathology Consultation and Review of Outside Material
2018-03-20 | SPBX | Epidermal Nerve Fiber Density Consultation, Varies | 601792 | Report electronically signed by | 19139-5 | Pathologist name:Pn:Pt:Provider:Nom: | Calculation of Epidermal Nerve Fiber Density
2018-03-20 | SPBX | Epidermal Nerve Fiber Density Consultation, Varies | 601794 | Gross Description | 22634-0 | Path report.gross observation:Find:Pt:Specimen:Nar: | Calculation of Epidermal Nerve Fiber Density
2018-03-20 | SPBX | Epidermal Nerve Fiber Density Consultation, Varies | 601913 | Disclaimer | 62364-5 | Test performance information:Find:Pt:XXX:Nar: | Calculation of Epidermal Nerve Fiber Density
2018-03-20 | MBX | Muscle Pathology Consultation | 601770 | Report electronically signed by | 19139-5 | Pathologist name:Pn:Pt:Provider:Nom: | Muscle Biopsy Surgical Pathology Consultation and/or Review of Outside Material
2018-03-20 | LPLFX | Lymphoplasmacytic Lymphoma/Waldenstrom Macroglobulinemia, MYD88 L265P with Reflex to CXCR4, Varies | 601510 | Final Diagnosis | 50398-7 | Narrative diagnostic report:Imp:Pt:Bld/Tiss:Nar:Molgen | Allele-Specific Polymerase Chain Reaction (AS-PCR)/Bridged Nucleic Acids (BNA) Clamp Sanger Sequencing/Routine Sanger Sequencing (BNAClamp is utilized pursuant to a license agreement with BNA Inc.)
2018-03-20 | LPLFX | Lymphoplasmacytic Lymphoma/Waldenstrom Macroglobulinemia, MYD88 L265P with Reflex to CXCR4, Varies | 601511 | LPLFX Reflex Result | 82140-5 | MYD88 gene.p.Leu265Pro targeted mutation analysis:Find:Pt:Bld/Tiss:Doc:Molgen | Allele-Specific Polymerase Chain Reaction (AS-PCR)/Bridged Nucleic Acids (BNA) Clamp Sanger Sequencing/Routine Sanger Sequencing (BNAClamp is utilized pursuant to a license agreement with BNA Inc.)
2018-03-20 | CHRHB | Chromosome Analysis, Hematologic Disorders, Blood | 52392 | Result | 82939-0 | Genetic variant details:Find:Pt:Bld/Tiss:Nar:Molgen | Cell Culture without Mitogens followed by Chromosome Analysis
2018-03-20 | CMACB | Chromosomal Microarray, Congenital, Blood | 52400 | Result | 82939-0 | Genetic variant details:Find:Pt:Bld/Tiss:Nar:Molgen | Chromosomal Microarray (CMA)
2018-03-20 | CMAFF | Chromosomal Microarray (CMA) Familial Testing, FISH | 52406 | Result | 62356-1 | Chromosome analysis result in ISCN expression:Find:Pt:Bld/Tiss:Nom:Molgen | Fluorescence In Situ Hybridization (FISH)
2018-03-20 | CHRCB | Chromosome Analysis, Congenital Disorders, Blood | 52367 | Result | 82939-0 | Genetic variant details:Find:Pt:Bld/Tiss:Nar:Molgen | Cell Culture with Mitogens followed by Chromosome Analysis
2018-03-20 | CHRTI | Chromosome Analysis, Skin Biopsy | 52312 | Result | 82939-0 | Genetic variant details:Find:Pt:Bld/Tiss:Nar:Molgen | Cell Culture followed by Chromosome Analysis
2018-03-20 | CULFB | Fibroblast Culture for Biochemical or Molecular Testing, Chorionic Villi/Products of Conception/Tissue | 52328 | Result | 82939-0 | Genetic variant details:Find:Pt:Bld/Tiss:Nar:Molgen | Cell Culture
2018-03-20 | FOXOF | Alveolar Rhabdomyosarcoma (ARMS), 13q14 (FOXO1 or FKHR) Rearrangement, FISH, Tissue | 52389 | Result | 62356-1 | Chromosome analysis result in ISCN expression:Find:Pt:Bld/Tiss:Nom:Molgen | Fluorescence In Situ Hybridization (FISH)
2018-03-20 | TOPSU | Targeted Opioid Screen, Random, Urine | 42347 | Norpropoxyphene | 19632-9 | Norpropoxyphene:PrThr:Pt:Urine:Ord:Screen | Only orderable as part of profile. For more information see: -CSMPU / Controlled Substance Monitoring Panel, Random, Urine -ADMPU / Addiction Medicine Profile with Reflex, 22 Drug Classes, High Resolution Mass Spectrometry and Immunoassay Screen, Random, Urine -CSMEU / Controlled Substance Monitoring Enhanced Profile with Reflex, 21 Drug Classes, High Resolution Mass Spectrometry and Immunoassay Screen, Random, Urine -CSMTU / Controlled Substance Monitoring Targeted Profile, 17 Drug Classes, Mass Spectrometry, Random, Urine -TOSU / Targeted Opioid Screen, Random, Urine Liquid Chromatography Tandem Mass Spectrometry, High-Resolution Accurate Mass (LC-MS/MS HRAM)
2018-03-20 | TOPSU | Targeted Opioid Screen, Random, Urine | 42349 | O-desmethyltramadol | 86453-8 | O-nortramadol:PrThr:Pt:Urine:Ord: | Only orderable as part of profile. For more information see: -CSMPU / Controlled Substance Monitoring Panel, Random, Urine -ADMPU / Addiction Medicine Profile with Reflex, 22 Drug Classes, High Resolution Mass Spectrometry and Immunoassay Screen, Random, Urine -CSMEU / Controlled Substance Monitoring Enhanced Profile with Reflex, 21 Drug Classes, High Resolution Mass Spectrometry and Immunoassay Screen, Random, Urine -CSMTU / Controlled Substance Monitoring Targeted Profile, 17 Drug Classes, Mass Spectrometry, Random, Urine -TOSU / Targeted Opioid Screen, Random, Urine Liquid Chromatography Tandem Mass Spectrometry, High-Resolution Accurate Mass (LC-MS/MS HRAM)
2018-03-20 | TOPSU | Targeted Opioid Screen, Random, Urine | 42350 | Tapentadol | 72485-6 | Tapentadol:PrThr:Pt:Urine:Ord:Screen | Only orderable as part of profile. For more information see: -CSMPU / Controlled Substance Monitoring Panel, Random, Urine -ADMPU / Addiction Medicine Profile with Reflex, 22 Drug Classes, High Resolution Mass Spectrometry and Immunoassay Screen, Random, Urine -CSMEU / Controlled Substance Monitoring Enhanced Profile with Reflex, 21 Drug Classes, High Resolution Mass Spectrometry and Immunoassay Screen, Random, Urine -CSMTU / Controlled Substance Monitoring Targeted Profile, 17 Drug Classes, Mass Spectrometry, Random, Urine -TOSU / Targeted Opioid Screen, Random, Urine Liquid Chromatography Tandem Mass Spectrometry, High-Resolution Accurate Mass (LC-MS/MS HRAM)
2018-03-20 | TOPSU | Targeted Opioid Screen, Random, Urine | 42354 | Norbuprenorphine | 82371-6 | Norbuprenorphine:PrThr:Pt:Urine:Ord:Screen | Only orderable as part of profile. For more information see: -CSMPU / Controlled Substance Monitoring Panel, Random, Urine -ADMPU / Addiction Medicine Profile with Reflex, 22 Drug Classes, High Resolution Mass Spectrometry and Immunoassay Screen, Random, Urine -CSMEU / Controlled Substance Monitoring Enhanced Profile with Reflex, 21 Drug Classes, High Resolution Mass Spectrometry and Immunoassay Screen, Random, Urine -CSMTU / Controlled Substance Monitoring Targeted Profile, 17 Drug Classes, Mass Spectrometry, Random, Urine -TOSU / Targeted Opioid Screen, Random, Urine Liquid Chromatography Tandem Mass Spectrometry, High-Resolution Accurate Mass (LC-MS/MS HRAM)
2018-03-20 | TOPSU | Targeted Opioid Screen, Random, Urine | 42339 | Norfentanyl | 43199-9 | Norfentanyl:PrThr:Pt:Urine:Ord: | Only orderable as part of profile. For more information see: -CSMPU / Controlled Substance Monitoring Panel, Random, Urine -ADMPU / Addiction Medicine Profile with Reflex, 22 Drug Classes, High Resolution Mass Spectrometry and Immunoassay Screen, Random, Urine -CSMEU / Controlled Substance Monitoring Enhanced Profile with Reflex, 21 Drug Classes, High Resolution Mass Spectrometry and Immunoassay Screen, Random, Urine -CSMTU / Controlled Substance Monitoring Targeted Profile, 17 Drug Classes, Mass Spectrometry, Random, Urine -TOSU / Targeted Opioid Screen, Random, Urine Liquid Chromatography Tandem Mass Spectrometry, High-Resolution Accurate Mass (LC-MS/MS HRAM)
2018-03-20 | TOPSU | Targeted Opioid Screen, Random, Urine | 42340 | Meperidine | 19532-1 | Meperidine:PrThr:Pt:Urine:Ord:Screen | Only orderable as part of profile. For more information see: -CSMPU / Controlled Substance Monitoring Panel, Random, Urine -ADMPU / Addiction Medicine Profile with Reflex, 22 Drug Classes, High Resolution Mass Spectrometry and Immunoassay Screen, Random, Urine -CSMEU / Controlled Substance Monitoring Enhanced Profile with Reflex, 21 Drug Classes, High Resolution Mass Spectrometry and Immunoassay Screen, Random, Urine -CSMTU / Controlled Substance Monitoring Targeted Profile, 17 Drug Classes, Mass Spectrometry, Random, Urine -TOSU / Targeted Opioid Screen, Random, Urine Liquid Chromatography Tandem Mass Spectrometry, High-Resolution Accurate Mass (LC-MS/MS HRAM)
2018-03-20 | TOPSU | Targeted Opioid Screen, Random, Urine | 42341 | Normeperidine | 27920-8 | Normeperidine:PrThr:Pt:Urine:Ord: | Only orderable as part of profile. For more information see: -CSMPU / Controlled Substance Monitoring Panel, Random, Urine -ADMPU / Addiction Medicine Profile with Reflex, 22 Drug Classes, High Resolution Mass Spectrometry and Immunoassay Screen, Random, Urine -CSMEU / Controlled Substance Monitoring Enhanced Profile with Reflex, 21 Drug Classes, High Resolution Mass Spectrometry and Immunoassay Screen, Random, Urine -CSMTU / Controlled Substance Monitoring Targeted Profile, 17 Drug Classes, Mass Spectrometry, Random, Urine -TOSU / Targeted Opioid Screen, Random, Urine Liquid Chromatography Tandem Mass Spectrometry, High-Resolution Accurate Mass (LC-MS/MS HRAM)
2018-03-20 | TOPSU | Targeted Opioid Screen, Random, Urine | 42342 | Naloxone | 42618-9 | Naloxone:PrThr:Pt:Urine:Ord:Screen | Only orderable as part of profile. For more information see: -CSMPU / Controlled Substance Monitoring Panel, Random, Urine -ADMPU / Addiction Medicine Profile with Reflex, 22 Drug Classes, High Resolution Mass Spectrometry and Immunoassay Screen, Random, Urine -CSMEU / Controlled Substance Monitoring Enhanced Profile with Reflex, 21 Drug Classes, High Resolution Mass Spectrometry and Immunoassay Screen, Random, Urine -CSMTU / Controlled Substance Monitoring Targeted Profile, 17 Drug Classes, Mass Spectrometry, Random, Urine -TOSU / Targeted Opioid Screen, Random, Urine Liquid Chromatography Tandem Mass Spectrometry, High-Resolution Accurate Mass (LC-MS/MS HRAM)
2018-03-20 | TOPSU | Targeted Opioid Screen, Random, Urine | 42344 | Methadone | 19550-3 | Methadone:PrThr:Pt:Urine:Ord:Screen | Only orderable as part of profile. For more information see: -CSMPU / Controlled Substance Monitoring Panel, Random, Urine -ADMPU / Addiction Medicine Profile with Reflex, 22 Drug Classes, High Resolution Mass Spectrometry and Immunoassay Screen, Random, Urine -CSMEU / Controlled Substance Monitoring Enhanced Profile with Reflex, 21 Drug Classes, High Resolution Mass Spectrometry and Immunoassay Screen, Random, Urine -CSMTU / Controlled Substance Monitoring Targeted Profile, 17 Drug Classes, Mass Spectrometry, Random, Urine -TOSU / Targeted Opioid Screen, Random, Urine Liquid Chromatography Tandem Mass Spectrometry, High-Resolution Accurate Mass (LC-MS/MS HRAM)
2018-03-20 | TOPSU | Targeted Opioid Screen, Random, Urine | 42346 | Propoxyphene | 19429-0 | Propoxyphene:PrThr:Pt:Urine:Ord:Screen | Only orderable as part of profile. For more information see: -CSMPU / Controlled Substance Monitoring Panel, Random, Urine -ADMPU / Addiction Medicine Profile with Reflex, 22 Drug Classes, High Resolution Mass Spectrometry and Immunoassay Screen, Random, Urine -CSMEU / Controlled Substance Monitoring Enhanced Profile with Reflex, 21 Drug Classes, High Resolution Mass Spectrometry and Immunoassay Screen, Random, Urine -CSMTU / Controlled Substance Monitoring Targeted Profile, 17 Drug Classes, Mass Spectrometry, Random, Urine -TOSU / Targeted Opioid Screen, Random, Urine Liquid Chromatography Tandem Mass Spectrometry, High-Resolution Accurate Mass (LC-MS/MS HRAM)
2018-03-20 | TOPSU | Targeted Opioid Screen, Random, Urine | 42323 | Codeine | 19411-8 | Codeine:PrThr:Pt:Urine:Ord:Screen | Only orderable as part of profile. For more information see: -CSMPU / Controlled Substance Monitoring Panel, Random, Urine -ADMPU / Addiction Medicine Profile with Reflex, 22 Drug Classes, High Resolution Mass Spectrometry and Immunoassay Screen, Random, Urine -CSMEU / Controlled Substance Monitoring Enhanced Profile with Reflex, 21 Drug Classes, High Resolution Mass Spectrometry and Immunoassay Screen, Random, Urine -CSMTU / Controlled Substance Monitoring Targeted Profile, 17 Drug Classes, Mass Spectrometry, Random, Urine -TOSU / Targeted Opioid Screen, Random, Urine Liquid Chromatography Tandem Mass Spectrometry, High-Resolution Accurate Mass (LC-MS/MS HRAM)
2018-03-20 | TOPSU | Targeted Opioid Screen, Random, Urine | 42325 | Morphine | 19597-4 | Morphine:PrThr:Pt:Urine:Ord:Screen | Only orderable as part of profile. For more information see: -CSMPU / Controlled Substance Monitoring Panel, Random, Urine -ADMPU / Addiction Medicine Profile with Reflex, 22 Drug Classes, High Resolution Mass Spectrometry and Immunoassay Screen, Random, Urine -CSMEU / Controlled Substance Monitoring Enhanced Profile with Reflex, 21 Drug Classes, High Resolution Mass Spectrometry and Immunoassay Screen, Random, Urine -CSMTU / Controlled Substance Monitoring Targeted Profile, 17 Drug Classes, Mass Spectrometry, Random, Urine -TOSU / Targeted Opioid Screen, Random, Urine Liquid Chromatography Tandem Mass Spectrometry, High-Resolution Accurate Mass (LC-MS/MS HRAM)
2018-03-20 | TOPSU | Targeted Opioid Screen, Random, Urine | 42327 | 6-monoacetylmorphine | 19321-9 | 6-Monoacetylmorphine:PrThr:Pt:Urine:Ord:Screen | Only orderable as part of profile. For more information see: -CSMPU / Controlled Substance Monitoring Panel, Random, Urine -ADMPU / Addiction Medicine Profile with Reflex, 22 Drug Classes, High Resolution Mass Spectrometry and Immunoassay Screen, Random, Urine -CSMEU / Controlled Substance Monitoring Enhanced Profile with Reflex, 21 Drug Classes, High Resolution Mass Spectrometry and Immunoassay Screen, Random, Urine -CSMTU / Controlled Substance Monitoring Targeted Profile, 17 Drug Classes, Mass Spectrometry, Random, Urine -TOSU / Targeted Opioid Screen, Random, Urine Liquid Chromatography Tandem Mass Spectrometry, High-Resolution Accurate Mass (LC-MS/MS HRAM)
2018-03-20 | TOPSU | Targeted Opioid Screen, Random, Urine | 42330 | Dihydrocodeine | 19446-4 | Dihydrocodeine:PrThr:Pt:Urine:Ord:Screen | Only orderable as part of profile. For more information see: -CSMPU / Controlled Substance Monitoring Panel, Random, Urine -ADMPU / Addiction Medicine Profile with Reflex, 22 Drug Classes, High Resolution Mass Spectrometry and Immunoassay Screen, Random, Urine -CSMEU / Controlled Substance Monitoring Enhanced Profile with Reflex, 21 Drug Classes, High Resolution Mass Spectrometry and Immunoassay Screen, Random, Urine -CSMTU / Controlled Substance Monitoring Targeted Profile, 17 Drug Classes, Mass Spectrometry, Random, Urine -TOSU / Targeted Opioid Screen, Random, Urine Liquid Chromatography Tandem Mass Spectrometry, High-Resolution Accurate Mass (LC-MS/MS HRAM)
2018-03-20 | CXLPL | CXCR4 Mutation Analysis, Somatic, Lymphoplasmacytic Lymphoma/Waldenstrom Macroglobulinemia, Varies | 38287 | Final Diagnosis | 50398-7 | Narrative diagnostic report:Imp:Pt:Bld/Tiss:Nar:Molgen | Bridged Nucleic Acids (BNA) Clamp Sanger Sequencing Technology/Routine Sanger Sequencing (BNAClamp is utilized pursuant to a license agreement with BNA Inc)
2018-03-20 | HYOX | Hyperoxaluria Panel, Random, Urine | 38049 | 4-hydroxy-2-oxoglutarate | 13678-8 | Alpha ketoglutarate/Creatinine:MRto:Pt:Urine:Qn: | Gas Chromatography Mass Spectrometry (GC-MS)
2018-03-20 | THCMX | 11-nor-Delta-9-Tetrahydrocannabinol-9-Carboxylic Acid (Carboxy-THC) Confirmation, Chain of Custody, Meconium | 36305 | Carboxy-THC | 69007-3 | Carboxy tetrahydrocannabinol:MCnt:Pt:Meconium:Qn:Confirm | Liquid Chromatography Tandem Mass Spectrometry (LC-MS/MS)
2018-03-20 | THCMX | 11-nor-Delta-9-Tetrahydrocannabinol-9-Carboxylic Acid (Carboxy-THC) Confirmation, Chain of Custody, Meconium | 36306 | Interpretation | 69050-3 | Toxicologist review:Imp:Pt:XXX:Nar: | Liquid Chromatography Tandem Mass Spectrometry (LC-MS/MS)
2018-03-20 | KRASD | Cell-Free DNA KRAS 12, 13, 61,146, Blood | 113127 | Specimen | 31208-2 | Specimen source:Prid:Pt:XXX:Nom: | Digital Droplet Polymerase Chain Reaction (PCR)
2018-03-20 | KRASD | Cell-Free DNA KRAS 12, 13, 61,146, Blood | 113128 | Source | 31208-2 | Specimen source:Prid:Pt:XXX:Nom: | Digital Droplet Polymerase Chain Reaction (PCR)
2018-03-20 | PMPDD | PMP22 Gene, Large Deletion/Duplication Analysis, Varies | 113375 | Interpretation | 69047-9 | Geneticist review:Imp:Pt:XXX:Nar: | Dosage Analysis by Polymerase Chain Reaction (PCR)/Multiplex Ligation-Dependent Probe Amplification (MLPA)
2018-03-20 | LPALD | Lipoprotein (a) and Low-Density Lipoprotein Cholesterol, Serum | 2849 | Lp(a) Cholesterol | 35388-8 | Cholesterol.in lipoprotein (little a):MCnc:Pt:Ser/Plas:Qn: | Lipoprotein (a) Cholesterol: Electrophoresis/Enzyme Staining/Densitometry Low-Density Lipoprotein Cholesterol: Ultracentrifugation/Selective Precipitation/Enzymatic Colorimetric (Beta-Quantification)
2018-03-20 | KRASD | Cell-Free DNA KRAS 12, 13, 61,146, Blood | 113125 | Interpretation | 69047-9 | Geneticist review:Imp:Pt:XXX:Nar: | Digital Droplet Polymerase Chain Reaction (PCR)
2018-03-15 | CULAF | Culture for Genetic Testing, Amniotic Fluid | 52305 | Result | 82939-0 | Genetic variant details:Find:Pt:Bld/Tiss:Nar:Molgen | Cell Culture
2018-03-14 | TCP | T-Cell Subsets, Naive, Memory, and Activated, Blood | 29166 | CD8+CD45RA+ naive T cells | 82743-6 | Cells.CD8+CD45RA+:NCnc:Pt:Bld:Qn: | Flow Cytometry
2018-03-14 | TCP | T-Cell Subsets, Naive, Memory, and Activated, Blood | 29171 | CD8+CD45RO+ memory T cells | 85790-4 | Cells.CD3+CD8+CD45RO+:NCnc:Pt:Bld:Qn: | Flow Cytometry
2018-03-07 | FHLAC | HLA C High Resolution | Z0131 | HLA C High Resolution | 45031-2 | HLA-C SBT:Type:Pt:Bld/Tiss:Nom:High resolution | Polymerase Chain Reaction (PCR) and Direct DNA Sequencing
2018-03-06 | CEA | Carcinoembryonic Antigen (CEA), Serum | CEA | Carcinoembryonic Ag (CEA), S | 83085-1 | Carcinoembryonic Ag:MCnc:Pt:Ser/Plas:Qn:IA | Immunoenzymatic Assay
2018-03-06 | T790M | Cell-Free DNA EGFR T790M Mutation Analysis, Blood | 113413 | Interpretation | 69047-9 | Geneticist review:Imp:Pt:XXX:Nar: | Droplet Digital Polymerase Chain Reaction (ddPCR)
2018-03-06 | TLBLF | T-Lymphoblastic Leukemia/Lymphoma, FISH, Tissue | 113468 | Interpretation | 69965-2 | Clinical cytogeneticist review:Imp:Pt:XXX:Nar: | Fluorescence In Situ Hybridization (FISH)
2018-03-06 | SMNDX | Spinal Muscular Atrophy Diagnostic Assay, Deletion/Duplication Analysis, Varies | 113454 | Interpretation | 69047-9 | Geneticist review:Imp:Pt:XXX:Nar: | Dosage Analysis by Digital Droplet Polymerase Chain Reaction (ddPCR)
2018-03-06 | SMNCS | Spinal Muscular Atrophy Carrier Screening, Deletion/Duplication Analysis, Varies | 113447 | Interpretation | 69047-9 | Geneticist review:Imp:Pt:XXX:Nar: | Dosage Analysis by Digital Droplet Polymerase Chain Reaction (ddPCR)
2018-03-05 | VALPF | Valproic Acid, Free, Serum | VALPF | Valproic Acid, Free, S | 4087-3 | Valproate.free:MCnc:Pt:Ser/Plas:Qn: | Ultrafiltration Followed by Immunoassay
2018-03-01 | TFEBF | Renal Cell Carcinoma, 6p21.1 (TFEB) Rearrangement, FISH, Tissue | 92352 | Result | 62356-1 | Chromosome analysis result in ISCN expression:Find:Pt:Bld/Tiss:Nom:Molgen | Fluorescence In Situ Hybridization (FISH)
2018-03-01 | PARVP | Parvovirus B19, Molecular Detection, PCR, Plasma | 56075 | Parvovirus B19 By Rapid PCR | 9571-1 | Parvovirus B19 DNA:PrThr:Pt:XXX:Ord:Probe.amp.tar | Real-Time Polymerase Chain Reaction (PCR)/DNA Probe Hybridization
2018-03-01 | NUT1F | NUTM1 (15q14) Rearrangement, FISH, Tissue | 92324 | Interpretation | 69965-2 | Clinical cytogeneticist review:Imp:Pt:XXX:Nar: | Fluorescence In Situ Hybridization (FISH)
2018-03-01 | NUT1F | NUTM1 (15q14) Rearrangement, FISH, Tissue | 92325 | Result | 62356-1 | Chromosome analysis result in ISCN expression:Find:Pt:Bld/Tiss:Nom:Molgen | Fluorescence In Situ Hybridization (FISH)
2018-03-01 | NR4A3 | NR4A3 (9q22.33) Rearrangement, FISH, Tissue | 92342 | Result | 62356-1 | Chromosome analysis result in ISCN expression:Find:Pt:Bld/Tiss:Nom:Molgen | Fluorescence In Situ Hybridization (FISH)
2018-03-01 | COWB | Cobalt, Blood | 60355 | Cobalt, B | 5625-9 | Cobalt:MCnc:Pt:Bld:Qn: | Inductively Coupled Plasma-Mass Spectrometry (ICP-MS)
2018-03-01 | TLBLF | T-Lymphoblastic Leukemia/Lymphoma, FISH, Tissue | 113470 | Specimen | 31208-2 | Specimen source:Prid:Pt:XXX:Nom: | Fluorescence In Situ Hybridization (FISH)
2018-03-01 | TLBLF | T-Lymphoblastic Leukemia/Lymphoma, FISH, Tissue | 113471 | Source | 31208-2 | Specimen source:Prid:Pt:XXX:Nom: | Fluorescence In Situ Hybridization (FISH)
2018-03-01 | SMNDX | Spinal Muscular Atrophy Diagnostic Assay, Deletion/Duplication Analysis, Varies | 113456 | Specimen | 31208-2 | Specimen source:Prid:Pt:XXX:Nom: | Dosage Analysis by Digital Droplet Polymerase Chain Reaction (ddPCR)
2018-03-01 | SMNDX | Spinal Muscular Atrophy Diagnostic Assay, Deletion/Duplication Analysis, Varies | 113457 | Source | 31208-2 | Specimen source:Prid:Pt:XXX:Nom: | Dosage Analysis by Digital Droplet Polymerase Chain Reaction (ddPCR)
2018-03-01 | SMNCS | Spinal Muscular Atrophy Carrier Screening, Deletion/Duplication Analysis, Varies | 113449 | Specimen | 31208-2 | Specimen source:Prid:Pt:XXX:Nom: | Dosage Analysis by Digital Droplet Polymerase Chain Reaction (ddPCR)
2018-03-01 | SMNCS | Spinal Muscular Atrophy Carrier Screening, Deletion/Duplication Analysis, Varies | 113450 | Source | 31208-2 | Specimen source:Prid:Pt:XXX:Nom: | Dosage Analysis by Digital Droplet Polymerase Chain Reaction (ddPCR)
2018-03-01 | T790M | Cell-Free DNA EGFR T790M Mutation Analysis, Blood | 113415 | Specimen | 31208-2 | Specimen source:Prid:Pt:XXX:Nom: | Droplet Digital Polymerase Chain Reaction (ddPCR)
2018-03-01 | T790M | Cell-Free DNA EGFR T790M Mutation Analysis, Blood | 113416 | Source | 31208-2 | Specimen source:Prid:Pt:XXX:Nom: | Droplet Digital Polymerase Chain Reaction (ddPCR)
2018-02-22 | CRWB | Chromium, Blood | 65601 | Chromium, B | 5619-2 | Chromium:MCnc:Pt:Bld:Qn: | Inductively Coupled Plasma-Mass Spectrometry (ICP-MS)
2018-02-22 | SEWB | Selenium, Blood | 65600 | Selenium, B | 5722-4 | Selenium:MCnc:Pt:Bld:Qn: | Triple-Quadrupole Inductively Coupled Plasma Mass Spectrometry (ICP-MS)
2018-02-22 | F5DNA | Factor V Leiden (R506Q) Mutation, Blood | 21838 | Factor V Leiden (R506Q) Mutation, B | 21668-9 | F5 gene.p.Arg506Gln:PrThr:Pt:Bld/Tiss:Ord:Molgen | Direct Variant Analysis
2018-02-22 | CYCPK | Cyclosporine, Peak, Blood | DATEC | Date of last dose | 29742-4 | Date last dose:TmStp:Pt:Dose:Qn: | Liquid Chromatography Tandem Mass Spectrometry (LC-MS/MS)
2018-02-22 | CYCPK | Cyclosporine, Peak, Blood | TIMEC | Time of last dose | 29637-6 | Time last dose:TmStp:Pt:Dose:Qn: | Liquid Chromatography Tandem Mass Spectrometry (LC-MS/MS)
2018-02-22 | BILHA | Schistosoma species Antibody, IgG, Serum | BILHA | Schistosoma Ab, IgG, S | 33317-9 | Schistosoma sp Ab.IgG:PrThr:Pt:Ser:Ord: | Enzyme Immunoassay (EIA)
2018-02-22 | DBMD | Duchenne/Becker Muscular Dystrophy, DMD Gene, Large Deletion/Duplication Analysis, Varies | 55261 | Result Summary | 50397-9 | Molecular diagnostic overall interpretation:PrThr:Pt:Bld/Tiss:Ord:Molgen | Dosage Analysis by Polymerase Chain Reaction (PCR)/Multiplex Ligation-Dependent Probe Amplification (MLPA)
2018-02-22 | MITOP | Mitochondrial Full Genome Analysis, Next-Generation Sequencing (NGS), Varies | 55281 | Result Summary | 50397-9 | Molecular diagnostic overall interpretation:PrThr:Pt:Bld/Tiss:Ord:Molgen | Long-Range Polymerase Chain Reaction (LR-PCR) followed by Next-Generation Sequencing (NGS)
2018-02-22 | VLCZ | Very Long Chain Acyl-CoA Dehydrogenase Deficiency, Full Gene Analysis, Varies | 54041 | Result Summary | 50397-9 | Molecular diagnostic overall interpretation:PrThr:Pt:Bld/Tiss:Ord:Molgen | Polymerase Chain Reaction (PCR)/DNA Sequencing Analysis
2018-02-22 | MCADZ | Medium-Chain Acyl-CoA Dehydrogenase (MCAD) Deficiency Full Gene Analysis, Varies | 53971 | Result Summary | 50397-9 | Molecular diagnostic overall interpretation:PrThr:Pt:Bld/Tiss:Ord:Molgen | Polymerase Chain Reaction (PCR) Amplification/DNA Sequencing
2018-02-22 | GAAZ | Pompe Disease, Full Gene Analysis, Varies | 53915 | Result Summary | 50397-9 | Molecular diagnostic overall interpretation:PrThr:Pt:Bld/Tiss:Ord:Molgen | Polymerase Chain Reaction (PCR) followed by DNA Sequencing
2018-02-22 | HEXAZ | Tay-Sachs Disease, HEXA Gene, Full Gene Analysis, Varies | 53943 | Result Summary | 50397-9 | Molecular diagnostic overall interpretation:PrThr:Pt:Bld/Tiss:Ord:Molgen | Polymerase Chain Reaction (PCR) Amplification/DNA Sequencing
2018-02-22 | MPS1Z | Hurler Syndrome, Full Gene Analysis, Varies | 53950 | Result Summary | 50397-9 | Molecular diagnostic overall interpretation:PrThr:Pt:Bld/Tiss:Ord:Molgen | Polymerase Chain Reaction (PCR) followed by DNA Sequencing
2018-02-22 | CDKZ | CDKN1C Gene, Full Gene Analysis, Varies | 53880 | Result Summary | 50397-9 | Molecular diagnostic overall interpretation:PrThr:Pt:Bld/Tiss:Ord:Molgen | Polymerase Chain Reaction (PCR) followed by DNA Sequencing
2018-02-22 | FABRZ | Fabry Disease, Full Gene Analysis, Varies | 53894 | Result Summary | 50397-9 | Molecular diagnostic overall interpretation:PrThr:Pt:Bld/Tiss:Ord:Molgen | Polymerase Chain Reaction (PCR) followed by DNA Sequencing
2018-02-22 | MPS2Z | Hunter Syndrome, Full Gene Analysis, Varies | 53526 | Result Summary | 50397-9 | Molecular diagnostic overall interpretation:PrThr:Pt:Bld/Tiss:Ord:Molgen | Polymerase Chain Reaction (PCR) followed by DNA Sequencing
2018-02-22 | XALDZ | X-Linked Adrenoleukodystrophy, Full Gene Analysis, Varies | 53561 | Result Summary | 50397-9 | Molecular diagnostic overall interpretation:PrThr:Pt:Bld/Tiss:Ord:Molgen | Polymerase Chain Reaction (PCR) followed by DNA Sequencing
2018-02-22 | BTDZ | Biotinidase Deficiency, BTD Full Gene Analysis, Varies | 53463 | Result Summary | 50397-9 | Molecular diagnostic overall interpretation:PrThr:Pt:Bld/Tiss:Ord:Molgen | Polymerase Chain Reaction (PCR) Amplification/DNA Sequencing
2018-02-22 | GBAZ | Gaucher Disease, Full Gene Analysis, Varies | 53477 | Result Summary | 50397-9 | Molecular diagnostic overall interpretation:PrThr:Pt:Bld/Tiss:Ord:Molgen | Polymerase Chain Reaction (PCR) followed by DNA Sequencing
2018-02-22 | KRABZ | Krabbe Disease, Full Gene Analysis and Large (30 kb) Deletion, Varies | 53505 | Result Summary | 50397-9 | Molecular diagnostic overall interpretation:PrThr:Pt:Bld/Tiss:Ord:Molgen | Polymerase Chain Reaction (PCR) followed by DNA Sequencing
2018-02-22 | YMCRO | Y Chromosome Microdeletions, Molecular Detection, Varies | 53364 | Result Summary | 50397-9 | Molecular diagnostic overall interpretation:PrThr:Pt:Bld/Tiss:Ord:Molgen | Polymerase Chain Reaction (PCR)
2018-02-22 | OXNP | Oxysterols, Plasma | 36433 | Interpretation (OXNP) | 59462-2 | Clinical biochemist review:Imp:Pt:XXX:Nar: | Liquid Chromatography Tandem Mass Spectrometry (LC-MS/MS)
2018-02-08 | HEX4 | Glucotetrasaccharides, Random, Urine | 64174 | Glucotetrasaccharides, U | 53868-6 | Glucose tetrasaccharide/Creatinine:SRto:Pt:Urine:Qn: | Liquid Chromatography Tandem Mass Spectrometry (LC-MS/MS)
2018-02-08 | HEX4 | Glucotetrasaccharides, Random, Urine | BA2896 | Intepretation (HEX4) | 59462-2 | Clinical biochemist review:Imp:Pt:XXX:Nar: | Liquid Chromatography Tandem Mass Spectrometry (LC-MS/MS)
2018-02-08 | FLT | FLT3 Mutation Analysis, Varies | 41935 | FLT3 Result | 79210-1 | FLT3 gene internal tandem duplication:PrThr:Pt:Bld/Tiss:Ord:Molgen | Polymerase Chain Reaction (PCR)/Capillary Electrophoresis
2018-02-08 | BAPS | Bile Acid Profile, Serum | 35819 | Dihydroxycholestanoic acid | 53479-2 | Dihydroxycholestanoate:SCnc:Pt:Ser/Plas:Qn: | Liquid Chromatography Tandem Mass Spectrometry (LC-MS/MS)
2018-02-08 | SERPZ | SERPINA1 Gene, Full Gene Analysis, Varies | 113180 | Interpretation | 69047-9 | Geneticist review:Imp:Pt:XXX:Nar: | Polymerase Chain Reaction (PCR) Amplification/DNA Sequencing
2018-02-07 | FPNAP | Pneumococcal Antibody Panel (12 Serotype) | Z3133 | Pneumo Ab Type 3 | 86081-7 | Streptococcus pneumoniae Danish serotype 3 Ab.IgG:MCnc:Pt:Ser:Qn:IA | Fluoroimmunoassay; Luminex Multiplex platform
2018-02-07 | FPNAP | Pneumococcal Antibody Panel (12 Serotype) | Z3132 | Pneumo Ab Type 1 | 85955-3 | Streptococcus pneumoniae Danish serotype 1 Ab.IgG:MCnc:Pt:Ser:Qn:IA | Fluoroimmunoassay; Luminex Multiplex platform
2018-02-07 | FPNAP | Pneumococcal Antibody Panel (12 Serotype) | Z3134 | Pneumo Ab Type 4 | 86108-8 | Streptococcus pneumoniae Danish serotype 4 Ab.IgG:MCnc:Pt:Ser:Qn:IA | Fluoroimmunoassay; Luminex Multiplex platform
2018-02-07 | FPNAP | Pneumococcal Antibody Panel (12 Serotype) | Z3135 | Pneumo Ab Type 8 | 86148-4 | Streptococcus pneumoniae Danish serotype 8 Ab.IgG:MCnc:Pt:Ser:Qn:IA | Fluoroimmunoassay; Luminex Multiplex platform
2018-02-07 | FPNAP | Pneumococcal Antibody Panel (12 Serotype) | Z3136 | Pneumo Ab Type 9 (9N) | 86166-6 | Streptococcus pneumoniae Danish serotype 9N Ab.IgG:MCnc:Pt:Ser:Qn:IA | Fluoroimmunoassay; Luminex Multiplex platform
2018-02-07 | FPNAP | Pneumococcal Antibody Panel (12 Serotype) | Z3137 | Pneumo Ab Type 12 (12F) | 85974-4 | Streptococcus pneumoniae Danish serotype 12F Ab.IgG:MCnc:Pt:Ser:Qn:IA | Fluoroimmunoassay; Luminex Multiplex platform
2018-02-07 | FPNAP | Pneumococcal Antibody Panel (12 Serotype) | Z3138 | Pneumo Ab Type 14 | 85992-6 | Streptococcus pneumoniae Danish serotype 14 Ab.IgG:MCnc:Pt:Ser:Qn:IA | Fluoroimmunoassay; Luminex Multiplex platform
2018-02-07 | FPNAP | Pneumococcal Antibody Panel (12 Serotype) | Z3139 | Pneumo Ab Type 19 (19F) | 86021-3 | Streptococcus pneumoniae Danish serotype 19F Ab.IgG:MCnc:Pt:Ser:Qn:IA | Fluoroimmunoassay; Luminex Multiplex platform
2018-02-07 | FPNAP | Pneumococcal Antibody Panel (12 Serotype) | Z3140 | Pneumo Ab Type 23 (23F) | 86061-9 | Streptococcus pneumoniae Danish serotype 23F Ab.IgG:MCnc:Pt:Ser:Qn:IA | Fluoroimmunoassay; Luminex Multiplex platform
2018-02-07 | FPNAP | Pneumococcal Antibody Panel (12 Serotype) | Z3141 | Pneumo Ab Type 26 (6B) | 40905-2 | Streptococcus pneumoniae Danish serotype 6B Ab.IgG:MCnc:Pt:Ser:Qn:IA | Fluoroimmunoassay; Luminex Multiplex platform
2018-02-07 | FPNAP | Pneumococcal Antibody Panel (12 Serotype) | Z3142 | Pneumo Ab Type 51 (7F) | 40911-0 | Streptococcus pneumoniae Danish serotype 7F Ab.IgG:MCnc:Pt:Ser:Qn:IA | Fluoroimmunoassay; Luminex Multiplex platform
2018-02-07 | FPNAP | Pneumococcal Antibody Panel (12 Serotype) | Z3143 | Pneumo Ab Type 56 (18C) | 40913-6 | Streptococcus pneumoniae Danish serotype 18C Ab.IgG:MCnc:Pt:Ser:Qn:IA | Fluoroimmunoassay; Luminex Multiplex platform
2018-02-02 | ABYSR | Antibody Screen with Reflexed Antibody Identification, Blood | ABYSR | Antibody Screen, RBC | 890-4 | Blood group antibody screen:PrThr:Pt:Ser/Plas:Ord: | Hemagglutination
2018-02-02 | GALE | Uridine Diphosphate-Galactose 4' Epimerase, Blood | 64372 | UDP-galactose 4' epimerase, RBC | 79469-3 | Uridine diphosphate glucose-4-Epimerase:CCnt:Pt:RBC:Qn: | Enzyme Reaction followed by Liquid Chromatography-Tandem Mass Spectrometry (LC-MS/MS)
2018-02-02 | CORTF | Cortisol, Free, Serum | 65423 | Cortisol, Free, S | 2145-1 | Cortisol.free:MCnc:Pt:Ser/Plas:Qn: | Liquid Chromatography Tandem Mass Spectrometry (LC-MS/MS)
2018-02-02 | MGMT | MGMT Promoter Methylation, Tumor | 36735 | Result | 60252-4 | MGMT gene methylation:Arb:Pt:Tiss:Ord:Molgen | Methylation-Specific Polymerase Chain Reaction (PCR) Analysis
2018-02-02 | GALE | Uridine Diphosphate-Galactose 4' Epimerase, Blood | 37979 | Interpretation (GALE) | 59462-2 | Clinical biochemist review:Imp:Pt:XXX:Nar: | Enzyme Reaction followed by Liquid Chromatography-Tandem Mass Spectrometry (LC-MS/MS)
2018-02-02 | PBALP | Porphobilinogen and Aminolevulinic Acid, Plasma | 38028 | Aminolevulinic Acid, P | 79646-6 | Delta aminolevulinate:SCnc:Pt:Ser/Plas:Qn: | Liquid Chromatography Tandem Mass Spectrometry (LC-MS/MS)
2018-02-02 | PBALP | Porphobilinogen and Aminolevulinic Acid, Plasma | 38029 | Porphobilinogen, P | 17474-8 | Porphobilinogen:SCnc:Pt:Ser/Plas:Qn: | Liquid Chromatography Tandem Mass Spectrometry (LC-MS/MS)
2018-02-02 | PBALP | Porphobilinogen and Aminolevulinic Acid, Plasma | 38030 | Interpretation (PBALP) | 59462-2 | Clinical biochemist review:Imp:Pt:XXX:Nar: | Liquid Chromatography Tandem Mass Spectrometry (LC-MS/MS)
2018-01-31 | PARVN | Parvovirus B19 Antibody Interpretation | PARVN | Parvovirus B19 Ab Interpretation | 58737-8 | Parvovirus B19 Ab.IgG & IgM:Imp:Pt:Ser:Nom: | Only orderable as part of a profile. For more information see PARVS / Parvovirus B19 Antibodies, IgG and IgM, Serum.
2018-01-31 | PARVM | Parvovirus B19 Antibody, IgM, Serum | PARVM | Parvovirus B19 Ab, IgM, S | 40658-7 | Parvovirus B19 Ab.IgM:PrThr:Pt:Ser:Ord:IA | Only orderable as part of a profile. For more information see PARVS / Parvovirus B19 Antibodies, IgG and IgM, Serum. Enzyme Immunoassay (EIA)
2018-01-31 | PARVG | Parvovirus B19 Antibodies, IgG, Serum | PARVG | Parvovirus B19 Ab, IgG, S | 29660-8 | Parvovirus B19 Ab.IgG:PrThr:Pt:Ser:Ord:IA | Only orderable as part of a profile. For more information see PARVS / Parvovirus B19 Antibodies, IgG and IgM, Serum. Enzyme Immunoassay (EIA)
2018-01-31 | ABOMR | ABO/Rh, Blood | ABOMR | ABORh, RBC | 882-1 | ABO & Rh group:Type:Pt:Bld:Nom: | Hemagglutination
2018-01-31 | ABONR | ABO/Rh Newborn, Blood | ABONR | Newborn ABORh | 19057-9 | ABO & Rh group:Type:Pt:Bld^Newborn:Nom: | Hemagglutination
2018-01-31 | MITOP | Mitochondrial Full Genome Analysis, Next-Generation Sequencing (NGS), Varies | 55283 | Interpretation | 69047-9 | Geneticist review:Imp:Pt:XXX:Nar: | Long-Range Polymerase Chain Reaction (LR-PCR) followed by Next-Generation Sequencing (NGS)
2018-01-31 | ABIDR | Antibody Identification, Blood and Serum | ABDR1 | Antibody Identification, RBC | 888-8 | Blood group antibodies identified:Prid:Pt:Ser/Plas:Nom: | Hemagglutination
2018-01-31 | VLCZ | Very Long Chain Acyl-CoA Dehydrogenase Deficiency, Full Gene Analysis, Varies | 54043 | Interpretation | 69047-9 | Geneticist review:Imp:Pt:XXX:Nar: | Polymerase Chain Reaction (PCR)/DNA Sequencing Analysis
2018-01-31 | GAAZ | Pompe Disease, Full Gene Analysis, Varies | 53917 | Interpretation | 69047-9 | Geneticist review:Imp:Pt:XXX:Nar: | Polymerase Chain Reaction (PCR) followed by DNA Sequencing
2018-01-31 | HEXAZ | Tay-Sachs Disease, HEXA Gene, Full Gene Analysis, Varies | 53945 | Interpretation | 69047-9 | Geneticist review:Imp:Pt:XXX:Nar: | Polymerase Chain Reaction (PCR) Amplification/DNA Sequencing
2018-01-31 | MCADZ | Medium-Chain Acyl-CoA Dehydrogenase (MCAD) Deficiency Full Gene Analysis, Varies | 53973 | Interpretation | 69047-9 | Geneticist review:Imp:Pt:XXX:Nar: | Polymerase Chain Reaction (PCR) Amplification/DNA Sequencing
2018-01-31 | MPS1Z | Hurler Syndrome, Full Gene Analysis, Varies | 53952 | Interpretation | 69047-9 | Geneticist review:Imp:Pt:XXX:Nar: | Polymerase Chain Reaction (PCR) followed by DNA Sequencing
2018-01-31 | CDKZ | CDKN1C Gene, Full Gene Analysis, Varies | 53882 | Interpretation | 69047-9 | Geneticist review:Imp:Pt:XXX:Nar: | Polymerase Chain Reaction (PCR) followed by DNA Sequencing
2018-01-31 | FABRZ | Fabry Disease, Full Gene Analysis, Varies | 53896 | Interpretation | 69047-9 | Geneticist review:Imp:Pt:XXX:Nar: | Polymerase Chain Reaction (PCR) followed by DNA Sequencing
2018-01-31 | PRSSZ | PRSS1 Gene, Full Gene Analysis, Varies | 52466 | Interpretation | 69047-9 | Geneticist review:Imp:Pt:XXX:Nar: | Polymerase Chain Reaction (PCR) Amplification followed by DNA sequencing
2018-01-31 | CHRCB | Chromosome Analysis, Congenital Disorders, Blood | 52368 | Interpretation | 69965-2 | Clinical cytogeneticist review:Imp:Pt:XXX:Nar: | Cell Culture with Mitogens followed by Chromosome Analysis
2018-01-31 | CHRHB | Chromosome Analysis, Hematologic Disorders, Blood | 52393 | Interpretation | 69965-2 | Clinical cytogeneticist review:Imp:Pt:XXX:Nar: | Cell Culture without Mitogens followed by Chromosome Analysis
2018-01-31 | CMACB | Chromosomal Microarray, Congenital, Blood | 52401 | Interpretation | 69965-2 | Clinical cytogeneticist review:Imp:Pt:XXX:Nar: | Chromosomal Microarray (CMA)
2018-01-31 | CMAFF | Chromosomal Microarray (CMA) Familial Testing, FISH | 52407 | Interpretation | 69965-2 | Clinical cytogeneticist review:Imp:Pt:XXX:Nar: | Fluorescence In Situ Hybridization (FISH)
2018-01-31 | CULFB | Fibroblast Culture for Biochemical or Molecular Testing, Chorionic Villi/Products of Conception/Tissue | 52329 | Interpretation | 69965-2 | Clinical cytogeneticist review:Imp:Pt:XXX:Nar: | Cell Culture
2018-01-31 | HIVQN | HIV-1 RNA Detection and Quantification, Plasma | 113581 | HIV-1 RNA Detect/Quant, P | 70241-5 | HIV 1 RNA:NCnc:Pt:Plas:Qn:Probe.amp.tar detection limit = 20 copies/mL | Real-Time Reverse Transcription Polymerase Chain Reaction (RT-PCR)
2018-01-31 | FER | Semen Analysis, Semen | GR2 | Grade | 13942-8 | Spermatozoa.motile:PrThr:Pt:Semen:Ord:Microscopy.light | Manual
2018-01-31 | POSV | Post Vasectomy Check, Semen | GR3 | Grade | 29990-9 | Spermatozoa^post vasectomy:PrThr:Pt:Semen:Ord:Microscopy.light | Manual
2018-01-31 | PEANT | Peanut, IgE with Reflex to Peanut Components, IgE, Serum | PNUT | Peanut, IgE, S | 6206-7 | Arachis hypogaea Ab.IgE:ACnc:Pt:Ser:Qn: | Fluorescent Enzyme Immunoassay (FEIA)
2018-01-31 | CERS | Ceruloplasmin, Serum | CERS | Ceruloplasmin, S | 2064-4 | Ceruloplasmin:MCnc:Pt:Ser/Plas:Qn: | Nephelometric Assay
2018-01-31 | TGLBF | Triglycerides, Body Fluid | BFTGL | Triglycerides (BF) | 12228-3 | Triglyceride:MCnc:Pt:Body fld:Qn: | Colorimetry
2018-01-31 | TFEBF | Renal Cell Carcinoma, 6p21.1 (TFEB) Rearrangement, FISH, Tissue | 92357 | Additional Information | 48767-8 | Annotation comment:Imp:Pt:{system}:Nar: | Fluorescence In Situ Hybridization (FISH)
2018-01-31 | PWAS | Prader-Willi/Angelman Syndrome, Molecular Analysis, Varies | 52914 | Result | 82939-0 | Genetic variant details:Find:Pt:Bld/Tiss:Nar:Molgen | Multiple Ligation-Dependent Probe Amplification (MLPA)
2018-01-31 | NUT1F | NUTM1 (15q14) Rearrangement, FISH, Tissue | 92330 | Additional Information | 48767-8 | Annotation comment:Imp:Pt:{system}:Nar: | Fluorescence In Situ Hybridization (FISH)
2018-01-31 | NR4A3 | NR4A3 (9q22.33) Rearrangement, FISH, Tissue | 92347 | Additional Information | 48767-8 | Annotation comment:Imp:Pt:{system}:Nar: | Fluorescence In Situ Hybridization (FISH)
2018-01-31 | MGMT | MGMT Promoter Methylation, Tumor | 36736 | Interpretation | 69047-9 | Geneticist review:Imp:Pt:XXX:Nar: | Methylation-Specific Polymerase Chain Reaction (PCR) Analysis
2018-01-31 | CD4NY | CD4 Count for Monitoring, New York, Blood | 28358 | Comment | 48767-8 | Annotation comment:Imp:Pt:{system}:Nar: | Flow Cytometry
2018-01-31 | TLBLF | T-Lymphoblastic Leukemia/Lymphoma, FISH, Tissue | 113474 | Additional Information | 48767-8 | Annotation comment:Imp:Pt:{system}:Nar: | Fluorescence In Situ Hybridization (FISH)
2018-01-31 | T790M | Cell-Free DNA EGFR T790M Mutation Analysis, Blood | 113414 | Additional Information | 48767-8 | Annotation comment:Imp:Pt:{system}:Nar: | Droplet Digital Polymerase Chain Reaction (ddPCR)
2018-01-31 | SMNDX | Spinal Muscular Atrophy Diagnostic Assay, Deletion/Duplication Analysis, Varies | 113455 | Additional Information | 48767-8 | Annotation comment:Imp:Pt:{system}:Nar: | Dosage Analysis by Digital Droplet Polymerase Chain Reaction (ddPCR)
2018-01-31 | SMNCS | Spinal Muscular Atrophy Carrier Screening, Deletion/Duplication Analysis, Varies | 113448 | Additional Information | 48767-8 | Annotation comment:Imp:Pt:{system}:Nar: | Dosage Analysis by Digital Droplet Polymerase Chain Reaction (ddPCR)
2018-01-31 | KRASD | Cell-Free DNA KRAS 12, 13, 61,146, Blood | 113126 | Additional Information | 48767-8 | Annotation comment:Imp:Pt:{system}:Nar: | Digital Droplet Polymerase Chain Reaction (PCR)
2018-01-31 | SERPZ | SERPINA1 Gene, Full Gene Analysis, Varies | 113181 | Additional Information | 48767-8 | Annotation comment:Imp:Pt:{system}:Nar: | Polymerase Chain Reaction (PCR) Amplification/DNA Sequencing
2018-01-31 | PMPDD | PMP22 Gene, Large Deletion/Duplication Analysis, Varies | 113376 | Additional Information | 48767-8 | Annotation comment:Imp:Pt:{system}:Nar: | Dosage Analysis by Polymerase Chain Reaction (PCR)/Multiplex Ligation-Dependent Probe Amplification (MLPA)
2018-01-25 | FMSS2 | Maternal Serum Screening, Integrated, Specimen #2, Alpha Fetoprotein, Hcg, Estriol, and Inhibin A | Z5198 | Crown Rump Length, Twin B | 11957-8 | Length.crown rump:Len:Pt:^Fetus:Qn:US.measured | Quantitative Chemiluminescent Immunoassay
2018-01-25 | FMSS2 | Maternal Serum Screening, Integrated, Specimen #2, Alpha Fetoprotein, Hcg, Estriol, and Inhibin A | Z5197 | Crown Rump Length | 11957-8 | Length.crown rump:Len:Pt:^Fetus:Qn:US.measured | Quantitative Chemiluminescent Immunoassay
2018-01-25 | FMSS2 | Maternal Serum Screening, Integrated, Specimen #2, Alpha Fetoprotein, Hcg, Estriol, and Inhibin A | Z5185 | Maternal Age At Delivery | 21612-7 | Age:Time:Pt:^Patient:Qn:Reported | Quantitative Chemiluminescent Immunoassay
2018-01-25 | FMSS2 | Maternal Serum Screening, Integrated, Specimen #2, Alpha Fetoprotein, Hcg, Estriol, and Inhibin A | Z5189 | Dating | 21299-3 | Gestational age method:Prid:Pt:^Fetus:Nom:* | Quantitative Chemiluminescent Immunoassay
2018-01-25 | FMSS2 | Maternal Serum Screening, Integrated, Specimen #2, Alpha Fetoprotein, Hcg, Estriol, and Inhibin A | Z5190 | Number of Fetuses | 11878-6 | Fetuses:Num:Pt:^Patient:Qn:US | Quantitative Chemiluminescent Immunoassay
2018-01-22 | FEHAG | Entamoeba histolytica Antigen, EIA | Z5167 | Entamoeba histolytica Antigen | 29905-7 | Entamoeba histolytica Ag:PrThr:Pt:Stool:Ord:IA | Enzyme Immunoassay (EIA)
2018-01-19 | TBNK | Quantitative Lymphocyte Subsets: T, B, and NK, Blood | CD8J | CD8 (T Cells) | 14135-8 | Cells.CD3+CD8+:NCnc:Pt:Bld:Qn: | Flow Cytometry
2018-01-19 | NAIFA | Antinuclear Antibodies, HEp-2 Substrate, IgG, Serum | CYTQL | Cytoplasmic Pattern: | 55171-3 | Cytoplasmic Ab pattern:Imp:Pt:Ser:Nom:IF | Indirect Immunofluorescence
2018-01-19 | NAIFA | Antinuclear Antibodies, HEp-2 Substrate, IgG, Serum | LCOM | Lab Comment: | 77202-0 | Laboratory comment:Txt:Pt:Report:Nar: | Indirect Immunofluorescence
2018-01-19 | ASU24 | Arsenic with Reflex, 24 Hour, Urine | 92214 | Total Arsenic Concentration | 21074-0 | Arsenic:MCnc:24H:Urine:Qn: | Triple-Quadrupole Inductively Coupled Plasma Mass Spectrometry (ICP-MS/MS)
2018-01-19 | WBDD | Beta-Globin Cluster Locus, Deletion/Duplication, Varies | 48438 | Specimen | 31208-2 | Specimen source:Prid:Pt:XXX:Nom: | Polymerase Chain Reaction (PCR) Analysis/Multiplex Ligation-Dependent Probe Amplification (MLPA)
2018-01-19 | ASU24 | Arsenic with Reflex, 24 Hour, Urine | 48537 | Arsenic, 24 Hr, U | 5587-1 | Arsenic:MRat:24H:Urine:Qn: | Triple-Quadrupole Inductively Coupled Plasma Mass Spectrometry (ICP-MS/MS)
2018-01-19 | STER | Sterols, Plasma | 113381 | Cholestanol | 2082-6 | Cholestanol:MCnc:Pt:Ser/Plas:Qn: | Gas Chromatography Mass Spectrometry (GC-MS)
2018-01-19 | NAIFA | Antinuclear Antibodies, HEp-2 Substrate, IgG, Serum | 1PANA | ANA Pattern: | 49311-4 | Nuclear Ab pattern:Imp:Pt:Ser:Nar:IF | Indirect Immunofluorescence
2018-01-19 | NAIFA | Antinuclear Antibodies, HEp-2 Substrate, IgG, Serum | 2PANA | ANA Pattern 2: | 49311-4 | Nuclear Ab pattern:Imp:Pt:Ser:Nar:IF | Indirect Immunofluorescence
2018-01-18 | CALR | CALR Mutation Analysis, Myeloproliferative Neoplasm (MPN), Varies | 36301 | Final Diagnosis | 22637-3 | Path report.final diagnosis:Imp:Pt:Specimen:Nar: | Polymerase Chain Reaction (PCR) and Fragment Analysis
2018-01-12 | CHRCV | Chromosome Analysis, Chorionic Villus Sampling | 52321 | Interpretation | 69965-2 | Clinical cytogeneticist review:Imp:Pt:XXX:Nar: | Cell Culture Followed by Chromosome Analysis
2018-01-11 | PUPYP | Purines and Pyrimidines Panel, Plasma | 92298 | Deoxythymidine | 48162-2 | Thymidine:SCnc:Pt:Ser/Plas:Qn: | Liquid Chromatography Tandem Mass Spectrometry (LC-MS/MS)
2018-01-11 | PR3 | Proteinase 3 Antibodies, IgG, Serum | PR3 | Proteinase 3 Ab (PR3), S | 74106-6 | Proteinase 3 Ab.IgG:ACnc:Pt:Ser/Plas:Qn:IA | Multiplex Flow Immunoassay
2018-01-11 | MAFP1 | Alpha-Fetoprotein (AFP), Single Marker Screen, Maternal, Serum | PRNTD | Prev Pregnancy w/ Neural Tube Defect | 53827-2 | Neural tube defect:Hx:Pt:^Patient:Ord: | Two-Site Immunoenzymatic (Sandwich) Assay
2018-01-11 | MAFP1 | Alpha-Fetoprotein (AFP), Single Marker Screen, Maternal, Serum | PTNTD | Patient or father of baby has a NTD | 53827-2 | Neural tube defect:Hx:Pt:^Patient:Ord: | Two-Site Immunoenzymatic (Sandwich) Assay
2018-01-11 | MAFP1 | Alpha-Fetoprotein (AFP), Single Marker Screen, Maternal, Serum | RACE1 | Patient race | 21484-1 | Race:Type:Pt:^Mother:Nom: | Two-Site Immunoenzymatic (Sandwich) Assay
2018-01-11 | MAFP1 | Alpha-Fetoprotein (AFP), Single Marker Screen, Maternal, Serum | SMKNG | Current cigarette smoking status | 64234-8 | Current smoker:Find:Pt:^Patient:Ord: | Two-Site Immunoenzymatic (Sandwich) Assay
2018-01-11 | QUAD1 | Quad Screen (Second Trimester) Maternal, Serum | PRHIS | Prev Down (T21) / Trisomy Pregnancy | 53826-4 | Trisomy 21:Hx:Pt:^Patient:Ord: | Immunoenzymatic Assay
2018-01-11 | QUAD1 | Quad Screen (Second Trimester) Maternal, Serum | PRNTD | Prev Pregnancy w/ Neural Tube Defect | 53827-2 | Neural tube defect:Hx:Pt:^Patient:Ord: | Immunoenzymatic Assay
2018-01-11 | QUAD1 | Quad Screen (Second Trimester) Maternal, Serum | PTNTD | Patient or father of baby has a NTD | 53827-2 | Neural tube defect:Hx:Pt:^Patient:Ord: | Immunoenzymatic Assay
2018-01-11 | QUAD1 | Quad Screen (Second Trimester) Maternal, Serum | RACE1 | Patient race | 21484-1 | Race:Type:Pt:^Mother:Nom: | Immunoenzymatic Assay
2018-01-11 | QUAD1 | Quad Screen (Second Trimester) Maternal, Serum | SMKNG | Current cigarette smoking status | 64234-8 | Current smoker:Find:Pt:^Patient:Ord: | Immunoenzymatic Assay
2018-01-11 | PRCAL | Procalcitonin, Serum | PRCAL | Procalcitonin, S | 33959-8 | Procalcitonin:MCnc:Pt:Ser/Plas:Qn: | Electrochemiluminescence
2018-01-11 | PUPYP | Purines and Pyrimidines Panel, Plasma | 92306 | Dihydrothymine | 79669-8 | Dihydrothymine:SCnc:Pt:Ser/Plas:Qn: | Liquid Chromatography Tandem Mass Spectrometry (LC-MS/MS)
2018-01-11 | PUPYP | Purines and Pyrimidines Panel, Plasma | 92307 | N-carbamoyl-B-alanine | 79656-5 | N-carbamoyl beta alanine:SCnc:Pt:Ser/Plas:Qn: | Liquid Chromatography Tandem Mass Spectrometry (LC-MS/MS)
2018-01-11 | PUPYP | Purines and Pyrimidines Panel, Plasma | 92308 | N-carbamoyl-B-aminoisobutyric acid | 79582-3 | Beta-ureidoisobutyrate:SCnc:Pt:Ser/Plas:Qn: | Liquid Chromatography Tandem Mass Spectrometry (LC-MS/MS)
2018-01-11 | PUPYP | Purines and Pyrimidines Panel, Plasma | 92310 | Interpretation (PUPYP) | 79659-9 | Purine & Pyrimidine pattern:Imp:Pt:Ser/Plas:Nar: | Liquid Chromatography Tandem Mass Spectrometry (LC-MS/MS)
2018-01-11 | MAFP1 | Alpha-Fetoprotein (AFP), Single Marker Screen, Maternal, Serum | DRPHN | Physician Phone Number | 68340-9 | Attending physician phone number:Tele:Pt:Provider:Nom: | Two-Site Immunoenzymatic (Sandwich) Assay
2018-01-11 | MAFP1 | Alpha-Fetoprotein (AFP), Single Marker Screen, Maternal, Serum | MULTF | Number of Fetuses | 55281-0 | Fetuses:Num:Pt:^Patient:Qn: | Two-Site Immunoenzymatic (Sandwich) Assay
2018-01-11 | QUAD1 | Quad Screen (Second Trimester) Maternal, Serum | DRPHN | Physician Phone Number | 68340-9 | Attending physician phone number:Tele:Pt:Provider:Nom: | Immunoenzymatic Assay
2018-01-11 | QUAD1 | Quad Screen (Second Trimester) Maternal, Serum | MULTF | Number of Fetuses | 55281-0 | Fetuses:Num:Pt:^Patient:Qn: | Immunoenzymatic Assay
2018-01-11 | PUPYP | Purines and Pyrimidines Panel, Plasma | 92293 | Thymine | 75121-4 | Thymine:SCnc:Pt:Ser/Plas:Qn: | Liquid Chromatography Tandem Mass Spectrometry (LC-MS/MS)
2018-01-11 | PUPYP | Purines and Pyrimidines Panel, Plasma | 92294 | Hypoxanthine | 75135-4 | Hypoxanthine:SCnc:Pt:Ser/Plas:Qn: | Liquid Chromatography Tandem Mass Spectrometry (LC-MS/MS)
2018-01-11 | PUPYP | Purines and Pyrimidines Panel, Plasma | 92295 | Xanthine | 75144-6 | Xanthine:SCnc:Pt:Ser/Plas:Qn: | Liquid Chromatography Tandem Mass Spectrometry (LC-MS/MS)
2018-01-11 | PUPYP | Purines and Pyrimidines Panel, Plasma | 92296 | Dihydroorotic | 79654-0 | Dihydroorotate:SCnc:Pt:Ser/Plas:Qn: | Liquid Chromatography Tandem Mass Spectrometry (LC-MS/MS)
2018-01-11 | PUPYP | Purines and Pyrimidines Panel, Plasma | 92297 | Uric Acid | 14933-6 | Urate:SCnc:Pt:Ser/Plas:Qn: | Liquid Chromatography Tandem Mass Spectrometry (LC-MS/MS)
2018-01-11 | PUPYP | Purines and Pyrimidines Panel, Plasma | 92299 | Deoxyuridine | 47957-6 | Deoxyuridine:SCnc:Pt:Ser/Plas:Qn: | Liquid Chromatography Tandem Mass Spectrometry (LC-MS/MS)
2018-01-11 | PUPYP | Purines and Pyrimidines Panel, Plasma | 92300 | Uridine | 75159-4 | Uridine:SCnc:Pt:Ser/Plas:Qn: | Liquid Chromatography Tandem Mass Spectrometry (LC-MS/MS)
2018-01-11 | PUPYP | Purines and Pyrimidines Panel, Plasma | 92301 | Deoxyinosine | 75127-1 | Deoxyinosine:SCnc:Pt:Ser/Plas:Qn: | Liquid Chromatography Tandem Mass Spectrometry (LC-MS/MS)
2018-01-11 | PUPYP | Purines and Pyrimidines Panel, Plasma | 92302 | Deoxyguanosine | 75134-7 | Deoxyguanosine:SCnc:Pt:Ser/Plas:Qn: | Liquid Chromatography Tandem Mass Spectrometry (LC-MS/MS)
2018-01-11 | PUPYP | Purines and Pyrimidines Panel, Plasma | 92303 | Inosine | 75150-3 | Inosine:SCnc:Pt:Ser/Plas:Qn: | Liquid Chromatography Tandem Mass Spectrometry (LC-MS/MS)
2018-01-11 | PUPYP | Purines and Pyrimidines Panel, Plasma | 92304 | Guanosine | 79670-6 | Guanosine:SCnc:Pt:Ser/Plas:Qn: | Liquid Chromatography Tandem Mass Spectrometry (LC-MS/MS)
2018-01-11 | PUPYP | Purines and Pyrimidines Panel, Plasma | 92305 | Dihydrouracil | 79682-1 | 5,6-Dihydrouracil:SCnc:Pt:Ser/Plas:Qn: | Liquid Chromatography Tandem Mass Spectrometry (LC-MS/MS)
2018-01-11 | MTXSG | Methotrexate Post Glucarpidase, Serum | 62580 | Methotrexate Post Glucarpidase, S | 51602-1 | Methotrexate^72H post dose:SCnc:Pt:Ser/Plas:Qn: | Liquid Chromatography Tandem Mass Spectrometry (LC-MS/MS)
2018-01-11 | PDGF | PDGFB (22q13), Dermatofibrosarcoma Protuberans/Giant Cell Fibroblastoma, FISH, Tissue | 54704 | Released By | 19139-5 | Pathologist name:Pn:Pt:Provider:Nom: | Fluorescence In Situ Hybridization (FISH)
2018-01-11 | PUPYP | Purines and Pyrimidines Panel, Plasma | 92292 | Uracil | 75152-9 | Uracil:SCnc:Pt:Ser/Plas:Qn: | Liquid Chromatography Tandem Mass Spectrometry (LC-MS/MS)
2018-01-11 | QUAD1 | Quad Screen (Second Trimester) Maternal, Serum | 601921 | AFP MoM (14,0-14,6) | 23811-3 | Alpha-1-Fetoprotein^^adjusted:MoM:Pt:Ser/Plas:Qn: | Immunoenzymatic Assay
2018-01-11 | MDM2F | MDM2 (12q15) Amplification, Well-Differentiated Liposarcoma/Atypical Lipomatous Tumor, FISH, Tissue | 54683 | Result | 62356-1 | Chromosome analysis result in ISCN expression:Find:Pt:Bld/Tiss:Nom:Molgen | Fluorescence In Situ Hybridization (FISH)
2018-01-11 | MDM2F | MDM2 (12q15) Amplification, Well-Differentiated Liposarcoma/Atypical Lipomatous Tumor, FISH, Tissue | 54684 | Interpretation | 69965-2 | Clinical cytogeneticist review:Imp:Pt:XXX:Nar: | Fluorescence In Situ Hybridization (FISH)
2018-01-11 | MDM2F | MDM2 (12q15) Amplification, Well-Differentiated Liposarcoma/Atypical Lipomatous Tumor, FISH, Tissue | 54688 | Released By | 19139-5 | Pathologist name:Pn:Pt:Provider:Nom: | Fluorescence In Situ Hybridization (FISH)
2018-01-11 | PDGF | PDGFB (22q13), Dermatofibrosarcoma Protuberans/Giant Cell Fibroblastoma, FISH, Tissue | 54699 | Result | 62356-1 | Chromosome analysis result in ISCN expression:Find:Pt:Bld/Tiss:Nom:Molgen | Fluorescence In Situ Hybridization (FISH)
2018-01-11 | AFPA | Alpha-Fetoprotein, Amniotic Fluid | 24237 | Follow up | 80615-8 | Recommended follow-up:Prid:Pt:^Patient:Nar: | AFPA: Immunoenzymatic Assay ACHE_: Polyacrylamide Electrophoresis
2018-01-11 | MAFP1 | Alpha-Fetoprotein (AFP), Single Marker Screen, Maternal, Serum | 113147 | Neural tube defect risk estimate | 48803-1 | Neural tube defect risk:Likelihood:Pt:^Fetus:Qn: | Two-Site Immunoenzymatic (Sandwich) Assay
2018-01-11 | MAFP1 | Alpha-Fetoprotein (AFP), Single Marker Screen, Maternal, Serum | 113148 | AFP MoM | 23811-3 | Alpha-1-Fetoprotein^^adjusted:MoM:Pt:Ser/Plas:Qn: | Two-Site Immunoenzymatic (Sandwich) Assay
2018-01-11 | QUAD1 | Quad Screen (Second Trimester) Maternal, Serum | 113147 | Neural tube defect risk estimate | 48803-1 | Neural tube defect risk:Likelihood:Pt:^Fetus:Qn: | Immunoenzymatic Assay
2018-01-11 | QUAD1 | Quad Screen (Second Trimester) Maternal, Serum | 113148 | AFP MoM | 23811-3 | Alpha-1-Fetoprotein^^adjusted:MoM:Pt:Ser/Plas:Qn: | Immunoenzymatic Assay
2018-01-11 | QUAD1 | Quad Screen (Second Trimester) Maternal, Serum | 113149 | uE3 MoM | 21264-7 | Estriol.unconjugated^^adjusted:MoM:Pt:Ser/Plas:Qn: | Immunoenzymatic Assay
2018-01-11 | QUAD1 | Quad Screen (Second Trimester) Maternal, Serum | 113151 | INHIBIN MoM | 36904-1 | Inhibin A^^adjusted:MoM:Pt:Ser/Plas:Qn: | Immunoenzymatic Assay
2018-01-11 | MAFP1 | Alpha-Fetoprotein (AFP), Single Marker Screen, Maternal, Serum | 10351 | AFP | 83073-7 | Alpha-1-Fetoprotein:MCnc:Pt:Ser/Plas:Qn:IA | Two-Site Immunoenzymatic (Sandwich) Assay
2018-01-11 | QUAD1 | Quad Screen (Second Trimester) Maternal, Serum | 10351 | AFP | 83073-7 | Alpha-1-Fetoprotein:MCnc:Pt:Ser/Plas:Qn:IA | Immunoenzymatic Assay
2018-01-11 | QUAD1 | Quad Screen (Second Trimester) Maternal, Serum | 10352 | uE3 | 2250-9 | Estriol.unconjugated:MCnc:Pt:Ser/Plas:Qn: | Immunoenzymatic Assay
2018-01-11 | QUAD1 | Quad Screen (Second Trimester) Maternal, Serum | 10353 | hCG, TOTAL | 83086-9 | Choriogonadotropin:ACnc:Pt:Ser/Plas:Qn:IA | Immunoenzymatic Assay
2018-01-11 | TBNK | Quantitative Lymphocyte Subsets: T, B, and NK, Blood | LYMPJ | CD45 Total Lymph Count | 27071-0 | Cells.CD45:NCnc:Pt:Bld:Qn: | Flow Cytometry
2018-01-11 | LAGGT | Granulocyte Antibodies, Serum | LAGG | Granulocyte Ab, S | 35279-9 | Neutrophil cytoplasmic Ab:PrThr:Pt:Ser:Ord:IF | Indirect Immunofluorescence
2018-01-11 | BILAO | Biliary Tract Malignancy, FISH, Varies | MC031 | Collection Method | 33724-6 | Collection method:Find:Pt:Specimen:Nar: | Fluorescence In Situ Hybridization (FISH)
2018-01-11 | YMCRO | Y Chromosome Microdeletions, Molecular Detection, Varies | 53365 | Result | 82939-0 | Genetic variant details:Find:Pt:Bld/Tiss:Nar:Molgen | Polymerase Chain Reaction (PCR)
2018-01-11 | YMCRO | Y Chromosome Microdeletions, Molecular Detection, Varies | 53366 | Interpretation | 69047-9 | Geneticist review:Imp:Pt:XXX:Nar: | Polymerase Chain Reaction (PCR)
2018-01-11 | TBBS | Quantitative Lymphocyte Subsets: T, B, and Natural Killer (NK) Cells, Blood | 4054 | % CD16+CD56 (NK cells) | 8112-5 | Cells.CD3-CD16+CD56+/100 cells:NFr:Pt:Bld:Qn: | Flow Cytometry
2018-01-11 | TBNY | T, B and NK Lymphocyte Quantitation, New York, Blood | 4054 | % CD16+CD56 (NK cells) | 8112-5 | Cells.CD3-CD16+CD56+/100 cells:NFr:Pt:Bld:Qn: | Fluorescent Flow Cytometry
2018-01-11 | IHC | Mismatch Repair (MMR) Protein Immunohistochemistry Only, Tumor | 53262 | MLH1 IHC | 81691-8 | DNA mismatch repair protein Mlh1:PrThr:Pt:Cancer specimen:Ord:Immune stain | Immunohistochemistry (IHC)
2018-01-11 | IHC | Mismatch Repair (MMR) Protein Immunohistochemistry Only, Tumor | 53263 | MSH2 IHC | 81692-6 | DNA mismatch repair protein Msh2:PrThr:Pt:Cancer specimen:Ord:Immune stain | Immunohistochemistry (IHC)
2018-01-11 | IHC | Mismatch Repair (MMR) Protein Immunohistochemistry Only, Tumor | 53264 | MSH6 IHC | 81693-4 | DNA mismatch repair protein Msh6:PrThr:Pt:Cancer specimen:Ord:Immune stain | Immunohistochemistry (IHC)
2018-01-11 | IHC | Mismatch Repair (MMR) Protein Immunohistochemistry Only, Tumor | 53265 | PMS2 IHC | 81694-2 | Mismatch repair endonuclease PMS2:PrThr:Pt:Cancer specimen:Ord:Immune stain | Immunohistochemistry (IHC)
2018-01-11 | CTFNA | Cytology Fine-Needle Aspiration, Varies | CY067 | Collection Procedure | 33724-6 | Collection method:Find:Pt:Specimen:Nar: | Light Microscopy
2018-01-11 | CYTNG | Cytology Non-Gynecologic, Varies | CY066 | Collection Procedure | 33724-6 | Collection method:Find:Pt:Specimen:Nar: | Light Microscopy
2018-01-11 | FBILM | Biliary Tract Malignancy-Cytology, FISH, Varies | CY070 | Collection Procedure | 33724-6 | Collection method:Find:Pt:Specimen:Nar: | Cytology Light Microscopy and Fluorescence In Situ Hybridization (FISH)
2018-01-11 | TBNK | Quantitative Lymphocyte Subsets: T, B, and NK, Blood | CD16J | CD16+CD56 (NK cells) | 20402-4 | Cells.CD16+CD56+:NCnc:Pt:Bld:Qn: | Flow Cytometry
2018-01-11 | TBNK | Quantitative Lymphocyte Subsets: T, B, and NK, Blood | CD19J | CD19 (B Cells) | 8116-6 | Cells.CD19:NCnc:Pt:Bld:Qn: | Flow Cytometry
2018-01-11 | TBNK | Quantitative Lymphocyte Subsets: T, B, and NK, Blood | CD3J | CD3 (T Cells) | 8122-4 | Cells.CD3:NCnc:Pt:Bld:Qn: | Flow Cytometry
2018-01-11 | TBNK | Quantitative Lymphocyte Subsets: T, B, and NK, Blood | CD4J | CD4 (T Cells) | 24467-3 | Cells.CD3+CD4+:NCnc:Pt:Bld:Qn: | Flow Cytometry
2018-01-11 | LADV | Adenovirus, Molecular Detection, PCR, Varies | 89074 | Adenovirus PCR | 39528-5 | Adenovirus DNA:PrThr:Pt:XXX:Ord:Probe.amp.tar | Real-Time Polymerase Chain Reaction (PCR)/DNA Probe Hybridization
2018-01-09 | LLPT | Leukemia/Lymphoma Immunophenotyping, Flow Cytometry, Tissue | 19576 | Revision Description: | 81317-0 | Additional pathological findings:Prid:Pt:Specimen:Nom: | Immunophenotyping
2018-01-08 | SHUR | Schistosoma Exam, Random, Urine | SHUR | Schistosoma Exam, U | 10715-1 | Schistosoma sp identified:Prid:Pt:Urine sed:Nom:Microscopy.light | Microscopic
2018-01-08 | SUBIF | Immunoglobulin G (IgG) Subtypes Immunofluorescence, Tissue | BA0274 | Gross Description | 22634-0 | Path report.gross observation:Find:Pt:Specimen:Nar: | Direct Immunofluorescence
2018-01-08 | SUBIF | Immunoglobulin G (IgG) Subtypes Immunofluorescence, Tissue | BA0275 | Report electronically signed by | 19139-5 | Pathologist name:Pn:Pt:Provider:Nom: | Direct Immunofluorescence
2018-01-08 | MSFGN | Fibrillary Glomerulonephritis Confirmation, Mass Spectrometry, Paraffin Tissue | BA0391 | Report electronically signed by | 19139-5 | Pathologist name:Pn:Pt:Provider:Nom: | Liquid Chromatography Tandem Mass Spectrometry (LC-MS/MS)
2018-01-08 | CTFNA | Cytology Fine-Needle Aspiration, Varies | 71689 | Report electronically signed by | 19139-5 | Pathologist name:Pn:Pt:Provider:Nom: | Light Microscopy
2018-01-08 | HPCUT | Hematopathology Consultation, Client Embed | 71746 | Report electronically signed by | 19139-5 | Pathologist name:Pn:Pt:Provider:Nom: | Medical Interpretation
2018-01-08 | HPCUT | Hematopathology Consultation, Client Embed | 71748 | Gross Description | 22634-0 | Path report.gross observation:Find:Pt:Specimen:Nar: | Medical Interpretation
2018-01-08 | KINM | Ki-67(MIB-1), Gastrointestinal/Pancreatic Neuroendocrine Tumors, Quantitative Immunohistochemistry, Manual | 71676 | Report electronically signed by | 19139-5 | Pathologist name:Pn:Pt:Provider:Nom: | This is not an orderable test. Order PATHC / Pathology Consultation. The consultant will determine the need for special stains. Immunohistochemistry, Semi- Quantitation, Hot-Spot Technique
2018-01-08 | KIBM | Ki67 Breast IHC Manual | 71671 | Report electronically signed by | 19139-5 | Pathologist name:Pn:Pt:Provider:Nom: | Immunohistochemistry, Manual Semi-Quantitation
2018-01-08 | HPVE6 | Human Papillomavirus (HPV) High-Risk E6/E7, RNA In Situ Hybridization | 71449 | Report electronically signed by | 19139-5 | Pathologist name:Pn:Pt:Provider:Nom: | In Situ Hybridization (ISH)
2018-01-08 | KINET | Ki-67(MIB-1), Gastrointestinal/Pancreatic Neuroendocrine Tumors, Quantitative Immunohistochemistry, Automated | 71403 | Report electronically signed by | 19139-5 | Pathologist name:Pn:Pt:Provider:Nom: | Immunohistochemistry, Automated Quantitation, Hot-Spot Technique
2018-01-08 | PINTP | Peripheral Smear Interpretation | 71443 | Report electronically signed by | 19139-5 | Pathologist name:Pn:Pt:Provider:Nom: | Only orderable as a reflex. For more information see SPSM / Morphology Evaluation (Special Smear). Manual-Microscopic Examination of Cells Includes neutrophilic segs and bands, lymphocytes, monocytes, eosinophils, basophils, erythrocyte morphology, and platelets.
2018-01-08 | CPAPD | Conventional Smear-Diagnostic, Varies | 71310 | Gross Description | 22634-0 | Path report.gross observation:Find:Pt:Specimen:Nar: | Light Microscopy
2018-01-08 | DTHPV | ThinPrep Diagnostic with Human Papillomavirus (HPV) Reflex, Varies | 71323 | Report electronically signed by | 19139-5 | Pathologist name:Pn:Pt:Provider:Nom: | Light Microscopy/Real-Time Polymerase Chain Reaction (PCR)
2018-01-08 | DTHPV | ThinPrep Diagnostic with Human Papillomavirus (HPV) Reflex, Varies | 71325 | Gross Description | 22634-0 | Path report.gross observation:Find:Pt:Specimen:Nar: | Light Microscopy/Real-Time Polymerase Chain Reaction (PCR)
2018-01-08 | DTPCO | ThinPrep with Human Papillomavirus (HPV) Co-Test-Diagnostic, Varies | 71333 | Report electronically signed by | 19139-5 | Pathologist name:Pn:Pt:Provider:Nom: | ThinPrep Pap Cytology Screening by Light Microscopy/Real-Time Polymerase Chain Reaction
2018-01-08 | DTPCO | ThinPrep with Human Papillomavirus (HPV) Co-Test-Diagnostic, Varies | 71335 | Gross Description | 22634-0 | Path report.gross observation:Find:Pt:Specimen:Nar: | ThinPrep Pap Cytology Screening by Light Microscopy/Real-Time Polymerase Chain Reaction
2018-01-08 | STHPV | ThinPrep Screen with Human Papillomavirus (HPV) Reflex, Varies | 71318 | Report electronically signed by | 19139-5 | Pathologist name:Pn:Pt:Provider:Nom: | Light Microscopy/Real-Time Polymerase Chain Reaction (PCR)
2018-01-08 | STHPV | ThinPrep Screen with Human Papillomavirus (HPV) Reflex, Varies | 71320 | Gross Description | 22634-0 | Path report.gross observation:Find:Pt:Specimen:Nar: | Light Microscopy/Real-Time Polymerase Chain Reaction (PCR)
2018-01-08 | STPCO | ThinPrep with Human Papillomavirus (HPV) Co-Test-Screen, Varies | 71328 | Report electronically signed by | 19139-5 | Pathologist name:Pn:Pt:Provider:Nom: | Light / Real-Time Polymerase Chain Reaction
2018-01-08 | STPCO | ThinPrep with Human Papillomavirus (HPV) Co-Test-Screen, Varies | 71330 | Gross Description | 22634-0 | Path report.gross observation:Find:Pt:Specimen:Nar: | Light / Real-Time Polymerase Chain Reaction
2018-01-08 | TPRPD | ThinPrep Diagnostic, Varies | 71315 | Gross Description | 22634-0 | Path report.gross observation:Find:Pt:Specimen:Nar: | ThinPrep Pap Cytology Screening by Light Microscopy
2018-01-08 | CPAPD | Conventional Smear-Diagnostic, Varies | 71308 | Report electronically signed by | 19139-5 | Pathologist name:Pn:Pt:Provider:Nom: | Light Microscopy
2018-01-08 | CPAPS | Conventional Smear-Screen, Varies | 71303 | Report electronically signed by | 19139-5 | Pathologist name:Pn:Pt:Provider:Nom: | Light Microscopy
2018-01-08 | CPAPS | Conventional Smear-Screen, Varies | 71305 | Gross Description | 22634-0 | Path report.gross observation:Find:Pt:Specimen:Nar: | Light Microscopy
2018-01-08 | CTFNA | Cytology Fine-Needle Aspiration, Varies | 71275 | Gross Description | 22634-0 | Path report.gross observation:Find:Pt:Specimen:Nar: | Light Microscopy
2018-01-08 | CYTNG | Cytology Non-Gynecologic, Varies | 71278 | Report electronically signed by | 19139-5 | Pathologist name:Pn:Pt:Provider:Nom: | Light Microscopy
2018-01-08 | CYTNG | Cytology Non-Gynecologic, Varies | 71280 | Gross Description | 22634-0 | Path report.gross observation:Find:Pt:Specimen:Nar: | Light Microscopy
2018-01-08 | FBILM | Biliary Tract Malignancy-Cytology, FISH, Varies | 71293 | Report electronically signed by | 19139-5 | Pathologist name:Pn:Pt:Provider:Nom: | Cytology Light Microscopy and Fluorescence In Situ Hybridization (FISH)
2018-01-08 | FBILM | Biliary Tract Malignancy-Cytology, FISH, Varies | 71295 | Gross Description | 22634-0 | Path report.gross observation:Find:Pt:Specimen:Nar: | Cytology Light Microscopy and Fluorescence In Situ Hybridization (FISH)
2018-01-08 | TPRPS | ThinPrep Screen, Varies | 71290 | Gross Description | 22634-0 | Path report.gross observation:Find:Pt:Specimen:Nar: | ThinPrep Pap Cytology Screening by Light Microscopy
2018-01-08 | ALPRT | Alport (Collagen IV Alpha 5 and Alpha 2) Immunofluorescent Stain, Renal Biopsy | 71269 | Report electronically signed by | 19139-5 | Pathologist name:Pn:Pt:Provider:Nom: | Direct Immunofluorescence
2018-01-08 | ALPRT | Alport (Collagen IV Alpha 5 and Alpha 2) Immunofluorescent Stain, Renal Biopsy | 71271 | Gross Description | 22634-0 | Path report.gross observation:Find:Pt:Specimen:Nar: | Direct Immunofluorescence
2018-01-08 | PLAIF | Phospholipase A2 Receptor (PLA2R), Renal Biopsy | 71229 | Gross Description | 22634-0 | Path report.gross observation:Find:Pt:Specimen:Nar: | Immunofluorescence
2018-01-08 | DEXT | Dermatopathology Consultation, Wet Tissue | 71141 | Report electronically signed by | 19139-5 | Pathologist name:Pn:Pt:Provider:Nom: | Formalin-fixed tissues: Process/Embed Serial sections: Hematoxylin and Eosin Stain/Light Microscopy
2018-01-08 | DEXT | Dermatopathology Consultation, Wet Tissue | 71143 | Gross Description | 22634-0 | Path report.gross observation:Find:Pt:Specimen:Nar: | Formalin-fixed tissues: Process/Embed Serial sections: Hematoxylin and Eosin Stain/Light Microscopy
2018-01-08 | JCV | JC Virus Detection by In Situ Hybridization | 71216 | Report electronically signed by | 19139-5 | Pathologist name:Pn:Pt:Provider:Nom: | In Situ Hybridization (ISH)
2018-01-08 | PLAIF | Phospholipase A2 Receptor (PLA2R), Renal Biopsy | 71227 | Report electronically signed by | 19139-5 | Pathologist name:Pn:Pt:Provider:Nom: | Immunofluorescence
2018-01-08 | RPCWT | Renal Pathology Consultation, Wet Tissue | 71221 | Report electronically signed by | 19139-5 | Pathologist name:Pn:Pt:Provider:Nom: | Pathology Consultation
2018-01-08 | RPCWT | Renal Pathology Consultation, Wet Tissue | 71223 | Gross Description | 22634-0 | Path report.gross observation:Find:Pt:Specimen:Nar: | Pathology Consultation
2018-01-08 | CIB | Cutaneous Direct Immunofluorescence Assay, Varies | 71147 | Report electronically signed by | 19139-5 | Pathologist name:Pn:Pt:Provider:Nom: | Direct Immunofluorescence Assay (IFA)
2018-01-08 | HPWET | Hematopathology Consultation, MCL Embed | 71100 | Report electronically signed by | 19139-5 | Pathologist name:Pn:Pt:Provider:Nom: | Medical Interpretation
2018-01-08 | HPWET | Hematopathology Consultation, MCL Embed | 71102 | Gross Description | 22634-0 | Path report.gross observation:Find:Pt:Specimen:Nar: | Medical Interpretation
2018-01-08 | ANPAT | Anatomic Pathology Consultation, Wet Tissue | 71045 | Report Electronically signed by | 19139-5 | Pathologist name:Pn:Pt:Provider:Nom: | Medical Interpretation
2018-01-08 | CNSA | Central Nervous System Consultation, Autopsy, Varies | 71072 | Report electronically signed by | 19139-5 | Pathologist name:Pn:Pt:Provider:Nom: | Stain
2018-01-08 | CNSA | Central Nervous System Consultation, Autopsy, Varies | 71074 | Gross Description | 22634-0 | Path report.gross observation:Find:Pt:Specimen:Nar: | Stain
2018-01-08 | PATHC | Pathology Consultation | 71040 | Report electronically signed by | 19139-5 | Pathologist name:Pn:Pt:Provider:Nom:
2018-01-08 | EM | Electron Microscopy, Varies | 71035 | Report electronically signed by | 19139-5 | Pathologist name:Pn:Pt:Provider:Nom: | Electron Microscopy
2018-01-08 | HERGM | HER2, Gastric/Esophageal, Semi-Quantitative Immunohistochemistry, Manual | 70987 | Report electronically signed by | 19139-5 | Pathologist name:Pn:Pt:Provider:Nom: | Ventana Pathway Immunoperoxidase Stain with Manual Semi-Quantitative Immunohistochemistry
2018-01-08 | HERGN | HER2, Gastric/Esophageal, Semi-Quantitative Immunohistochemistry, Manual, No Reflex | 70992 | Report electronically signed by | 19139-5 | Pathologist name:Pn:Pt:Provider:Nom: | Ventana Pathway Immunoperoxidase Stain with Manual Semi-Quantitative Immunohistochemistry
2018-01-08 | KI67B | Ki-67(MIB-1), Breast, Quantitative Immunohistochemistry, Automated | 70997 | Report electronically signed by | 19139-5 | Pathologist name:Pn:Pt:Provider:Nom: | Immunohistochemistry, Automated Quantitation
2018-01-02 | PTTP | Prothrombin Time, Plasma | PTTTP | Prothrombin Time, P | 5902-2 | Coagulation tissue factor induced:Time:Pt:PPP:Qn:Coag | Coagulometric (Turbidimetric)
2018-01-02 | BYST | Baker's Yeast, IgE, Serum | BYST | Baker's Yeast, IgE | 6287-7 | Saccharomyces cerevisiae Ab.IgE:ACnc:Pt:Ser:Qn: | Fluorescence Enzyme Immunoassay (FEIA)
2018-01-02 | TLBLF | T-Lymphoblastic Leukemia/Lymphoma, FISH, Tissue | GC005 | Reason for Referral | 42349-1 | Reason for referral:Find:Pt:^Patient:Nar: | Fluorescence In Situ Hybridization (FISH)
2018-01-02 | HEX4 | Glucotetrasaccharides, Random, Urine | BG710 | Reason for Referral | 42349-1 | Reason for referral:Find:Pt:^Patient:Nar: | Liquid Chromatography Tandem Mass Spectrometry (LC-MS/MS)
2018-01-02 | BILAO | Biliary Tract Malignancy, FISH, Varies | 71921 | Reason for Referral | 42349-1 | Reason for referral:Find:Pt:^Patient:Nar: | Fluorescence In Situ Hybridization (FISH)
2018-01-02 | TLBLF | T-Lymphoblastic Leukemia/Lymphoma, FISH, Tissue | 113467 | Result Summary | 50397-9 | Molecular diagnostic overall interpretation:PrThr:Pt:Bld/Tiss:Ord:Molgen | Fluorescence In Situ Hybridization (FISH)
2018-01-02 | PMPDD | PMP22 Gene, Large Deletion/Duplication Analysis, Varies | 113371 | Result Summary | 50397-9 | Molecular diagnostic overall interpretation:PrThr:Pt:Bld/Tiss:Ord:Molgen | Dosage Analysis by Polymerase Chain Reaction (PCR)/Multiplex Ligation-Dependent Probe Amplification (MLPA)
2018-01-02 | PMPDD | PMP22 Gene, Large Deletion/Duplication Analysis, Varies | 113377 | Specimen | 31208-2 | Specimen source:Prid:Pt:XXX:Nom: | Dosage Analysis by Polymerase Chain Reaction (PCR)/Multiplex Ligation-Dependent Probe Amplification (MLPA)
2018-01-02 | PMPDD | PMP22 Gene, Large Deletion/Duplication Analysis, Varies | 113378 | Source | 31208-2 | Specimen source:Prid:Pt:XXX:Nom: | Dosage Analysis by Polymerase Chain Reaction (PCR)/Multiplex Ligation-Dependent Probe Amplification (MLPA)
2018-01-02 | T790M | Cell-Free DNA EGFR T790M Mutation Analysis, Blood | 113411 | Result Summary | 50397-9 | Molecular diagnostic overall interpretation:PrThr:Pt:Bld/Tiss:Ord:Molgen | Droplet Digital Polymerase Chain Reaction (ddPCR)
2018-01-02 | SMNDX | Spinal Muscular Atrophy Diagnostic Assay, Deletion/Duplication Analysis, Varies | 113452 | Result Summary | 50397-9 | Molecular diagnostic overall interpretation:PrThr:Pt:Bld/Tiss:Ord:Molgen | Dosage Analysis by Digital Droplet Polymerase Chain Reaction (ddPCR)
2018-01-02 | SMNCS | Spinal Muscular Atrophy Carrier Screening, Deletion/Duplication Analysis, Varies | 113445 | Result Summary | 50397-9 | Molecular diagnostic overall interpretation:PrThr:Pt:Bld/Tiss:Ord:Molgen | Dosage Analysis by Digital Droplet Polymerase Chain Reaction (ddPCR)
2018-01-02 | KRASD | Cell-Free DNA KRAS 12, 13, 61,146, Blood | 113123 | Result Summary | 50397-9 | Molecular diagnostic overall interpretation:PrThr:Pt:Bld/Tiss:Ord:Molgen | Digital Droplet Polymerase Chain Reaction (PCR)
2018-01-02 | SERPZ | SERPINA1 Gene, Full Gene Analysis, Varies | 113182 | Specimen | 31208-2 | Specimen source:Prid:Pt:XXX:Nom: | Polymerase Chain Reaction (PCR) Amplification/DNA Sequencing
2018-01-02 | SERPZ | SERPINA1 Gene, Full Gene Analysis, Varies | 113183 | Source | 31208-2 | Specimen source:Prid:Pt:XXX:Nom: | Polymerase Chain Reaction (PCR) Amplification/DNA Sequencing
2018-01-02 | LGB3S | Globotriaosylsphingosine, Serum | 113176 | Interpretation (LGB3S) | 59462-2 | Clinical biochemist review:Imp:Pt:XXX:Nar: | Liquid Chromatography Tandem Mass Spectrometry (LC-MS/MS)
2017-12-20 | FDIRU | Diuretic Screen, Urine | Z2593 | Diuretic Screen | 75369-9 | Diuretics:Imp:Pt:Urine:Ord:Screen | High Performance Liquid Chromatography with Ultraviolet Detection; (HPLC-UV)
2017-12-08 | EMA | Endomysial Antibodies, IgA, Serum | 9360 | Endomysial Ab | 46126-9 | Endomysium Ab.IgA:PrThr:Pt:Ser:Ord:IF | Indirect Immunofluorescence Assay (IFA)
2017-12-08 | VDSF | VDRL, Spinal Fluid | 9028 | VDRL, CSF | 5290-2 | Reagin Ab:PrThr:Pt:CSF:Ord:VDRL | Flocculation/Agglutination
2017-12-08 | OLIGU | Oligosaccharide Screen, Random, Urine | 64889 | Oligosaccharide Screen, U | 49284-3 | Oligosaccharides pattern:Imp:Pt:Urine:Nar: | Matrix-Assisted Laser Desorption/Ionization Time-of-Flight Mass Spectrometry (MALDI-TOF MS)
2017-12-08 | FLUNP | Influenza Virus Type A and Type B, and Respiratory Syncytial Virus (RSV), Molecular Detection, PCR, Nasopharyngeal Swab | 35975 | Influenza A, PCR | 76078-5 | Influenza virus A RNA:PrThr:Pt:Nph:Ord:Probe.amp.tar | Multiplex Real-Time Polymerase Chain Reaction (RT-PCR)
2017-12-08 | FLUNP | Influenza Virus Type A and Type B, and Respiratory Syncytial Virus (RSV), Molecular Detection, PCR, Nasopharyngeal Swab | 35976 | Influenza B, PCR | 76080-1 | Influenza virus B RNA:PrThr:Pt:Nph:Ord:Probe.amp.tar | Multiplex Real-Time Polymerase Chain Reaction (RT-PCR)
2017-12-08 | TLBLF | T-Lymphoblastic Leukemia/Lymphoma, FISH, Tissue | 113475 | Disclaimer | 62364-5 | Test performance information:Find:Pt:XXX:Nar: | Fluorescence In Situ Hybridization (FISH)
2017-12-08 | QFT4 | QuantiFERON-TB Gold Plus, Blood | DEXQH | Nil Result | 71776-9 | Gamma interferon background:ACnc:Pt:Bld:Qn:IA | Chemiluminescence Immunoassay (CLIA)/Enzyme-Linked Immunosorbent Assay (ELISA) as appropriate
2017-12-08 | QFT4 | QuantiFERON-TB Gold Plus, Blood | DEXQG | Mitogen minus Nil Result | 71774-4 | Mitogen stimulated gamma interferon^^corrected for background:ACnc:Pt:Bld:Qn: | Chemiluminescence Immunoassay (CLIA)/Enzyme-Linked Immunosorbent Assay (ELISA) as appropriate
2017-12-08 | FLUNP | Influenza Virus Type A and Type B, and Respiratory Syncytial Virus (RSV), Molecular Detection, PCR, Nasopharyngeal Swab | 35977 | Respiratory Syncytial Virus, PCR | 76089-2 | Respiratory syncytial virus RNA:PrThr:Pt:Nph:Ord:Probe.amp.tar | Multiplex Real-Time Polymerase Chain Reaction (RT-PCR)
2017-12-08 | IL5P | Interleukin 5, Plasma | 36519 | Interleukin 5, P | 33938-2 | Interleukin 5:MCnc:Pt:Ser/Plas:Qn: | Electrochemiluminescence (ECL)
2017-11-20 | ALPS | Alpha Beta Double-Negative T Cells for Autoimmune Lymphoproliferative Syndrome, Blood | 28904 | % TCR+DNT B220+ | 88052-6 | Cells.CD4-CD8-CD45R+TCR alpha beta+/100 cells.CD3:NFr:Pt:Bld:Qn:Flow cytometry | Flow Cytometry
2017-11-20 | ALPS | Alpha Beta Double-Negative T Cells for Autoimmune Lymphoproliferative Syndrome, Blood | 28905 | Absolute TCR+DNT B220+ | 88053-4 | Cells.CD4-CD8-CD45R+TCR alpha beta+:NCnc:Pt:Bld:Qn:Flow cytometry | Flow Cytometry
2017-11-20 | PBLI | Plasma Cell Assessment, Blood | 30388 | Blood Plasma Cell Light Chain | 86900-8 | Plasma cells.monotypic population:Prid:Pt:Bld;Nom:Flow cytometry | Flow Cytometry
2017-11-17 | PLHBB | Plasma Free Hemoglobin, Plasma | 31971 | Oxyhemoglobin | 87437-0 | Oxyhemoglobin:MCnc:Pt:Plas:Qn: | Spectrophotometry (SP)
2017-11-17 | CDAU7 | Drug Abuse Survey with Confirmation, Panel 9, Random, Urine | 30909 | Alcohol | 34180-0 | Ethanol:PrThr:Pt:Urine:Ord:Confirm | Enzymatic Assay/Immunoassay ETOH: Headspace Gas Chromatography with Flame Ionization Detector (HSGC-FID)
2017-11-17 | CDAU7 | Drug Abuse Survey with Confirmation, Panel 9, Random, Urine | 2575 | Benzodiazepines | 16195-0 | Benzodiazepines:PrThr:Pt:Urine:Ord:Confirm | Enzymatic Assay/Immunoassay ETOH: Headspace Gas Chromatography with Flame Ionization Detector (HSGC-FID)
2017-11-17 | CDAU7 | Drug Abuse Survey with Confirmation, Panel 9, Random, Urine | 2577 | Opiates | 18390-5 | Opiates:PrThr:Pt:Urine:Ord:Confirm | Enzymatic Assay/Immunoassay ETOH: Headspace Gas Chromatography with Flame Ionization Detector (HSGC-FID)
2017-11-15 | PTHFN | Parathyroid Hormone, Fine-Needle Aspiration Biopsy (FNAB)-Needle Wash | PTHF | PTH, FNAB, Needle Wash | 88106-0 | Parathyrin.intact:MCnc:Pt:Tiss.FNA:Qn: | Electrochemiluminescence Immunoassay
2017-11-15 | C7FX | C7 Complement, Functional, Serum | C7FX | C7 Complement, Functional, S | 87724-1 | Complement C7.functional:ACnc:Pt:Ser/Plas:Qn: | Automated Liposome Lysis Assay
2017-11-15 | C9FX | C9 Complement, Functional, Serum | C9FX | C9 Complement, Functional, S | 87727-4 | Complement C9.functional:ACnc:Pt:Ser/Plas:Qn: | Automated Liposome Lysis Assay
2017-11-15 | C1QFX | C1q Complement, Functional, Serum | C1QFX | C1Q Complement, Functional, S | 87722-5 | Complement C1q.functional:ACnc:Pt:Ser/Plas:Qn: | Automated Liposome Lysis Assay
2017-11-15 | C3FX | C3 Complement, Functional, Serum | C3FX | C3 Complement, Functional, S | 87723-3 | Complement C3.functional:ACnc:Pt:Ser/Plas:Qn: | Automated Liposome Lysis Assay
2017-11-15 | FLARP | Free-Living Amebae, Molecular Detection, PCR, Varies | 38062 | Naegleria fowleri PCR | 87758-9 | Naegleria fowleri DNA:PrThr:Pt:XXX:Ord:Probe.amp.tar | Real-Time Polymerase Chain Reaction (PCR)/TaqMan DNA Probe Hybridization
2017-11-15 | WASEQ | Alpha Globin Gene Sequencing, Varies | 61362 | Alpha Globin Gene Sequencing, B | 87730-8 | HBA1 & HBA2 gene full mutation analysis:Find:Pt:Bld/Tiss:Doc:Sequencing | Polymerase Chain Reaction (PCR)/ Sanger Sequencing
2017-11-15 | PGSN | Progesterone, Serum | PGSN | Progesterone, S | 83109-9 | Progesterone:MCnc:Pt:Ser/Plas:Qn:IA | Electrochemiluminescence Immunoassay (ECLIA)
2017-11-15 | ROMA1 | Risk Score, if Premenopausal | ROMA1 | Risk Score, if premenopausal | 69569-2 | Risk of ovarian malignancy algorithm score^premenopausal:Score:Pt:Ser/Plas:Qn: | Only orderable as part of a profile. For more information see ROMA / Ovarian Malignancy Risk Algorithm.
2017-11-15 | ROMA2 | Risk Score, if Postmenopausal | ROMA2 | Risk Score, if postmenopausal | 69570-0 | Risk of ovarian malignancy algorithm score^postmenopausal:Score:Pt:Ser/Plas:Qn: | Only orderable as part of a profile. For more information see ROMA / Ovarian Malignancy Risk Algorithm.
2017-11-15 | CA25 | Cancer Antigen 125 (CA 125), Serum | CA25 | Cancer Ag 125 (CA 125), S | 83082-8 | Cancer Ag 125:ACnc:Pt:Ser/Plas:Qn:IA | Electrochemiluminescent Immunoassay (ECLIA)
2017-11-15 | MASF | Angiosarcoma, MYC (8q24) Amplification, FISH, Tissue | 54609 | Interpretation | 69965-2 | Clinical cytogeneticist review:Imp:Pt:XXX:Nar: | Fluorescence In Situ Hybridization (FISH)
2017-11-15 | SGTF | MYB (6q23) Rearrangement FISH, Tissue | 54618 | Interpretation | 69965-2 | Clinical cytogeneticist review:Imp:Pt:XXX:Nar: | Fluorescence In Situ Hybridization (FISH)
2017-11-15 | ERPR | Estrogen/Progesterone Receptor, Semi-Quantitative Immunohistochemistry, Manual | 70967 | Report electronically signed by | 19139-5 | Pathologist name:Pn:Pt:Provider:Nom: | Semi-Quantitative Immunohistochemistry
2017-11-15 | KRABZ | Krabbe Disease, Full Gene Analysis and Large (30 kb) Deletion, Varies | 53507 | Interpretation | 69047-9 | Geneticist review:Imp:Pt:XXX:Nar: | Polymerase Chain Reaction (PCR) followed by DNA Sequencing
2017-11-15 | MPS2Z | Hunter Syndrome, Full Gene Analysis, Varies | 53528 | Interpretation | 69047-9 | Geneticist review:Imp:Pt:XXX:Nar: | Polymerase Chain Reaction (PCR) followed by DNA Sequencing
2017-11-15 | XALDZ | X-Linked Adrenoleukodystrophy, Full Gene Analysis, Varies | 53563 | Interpretation | 69047-9 | Geneticist review:Imp:Pt:XXX:Nar: | Polymerase Chain Reaction (PCR) followed by DNA Sequencing
2017-11-15 | ALAD | Aminolevulinic Acid Dehydratase, Whole Blood | 4021 | ALA Dehydratase | 12916-3 | Porphobilinogen synthase:CCnc:Pt:Bld:Qn: | Enzymatic End point/Spectrofluorometric
2017-11-15 | BTDZ | Biotinidase Deficiency, BTD Full Gene Analysis, Varies | 53465 | Interpretation | 69047-9 | Geneticist review:Imp:Pt:XXX:Nar: | Polymerase Chain Reaction (PCR) Amplification/DNA Sequencing
2017-11-15 | GBAZ | Gaucher Disease, Full Gene Analysis, Varies | 53479 | Interpretation | 69047-9 | Geneticist review:Imp:Pt:XXX:Nar: | Polymerase Chain Reaction (PCR) followed by DNA Sequencing
2017-11-15 | PBLI | Plasma Cell Assessment, Blood | 26838 | # Monotypic PCs per 150,000 events | 19099-1 | Events counted:Num:Pt:XXX:Qn: | Flow Cytometry
2017-11-13 | HERGM | HER2, Gastric/Esophageal, Semi-Quantitative Immunohistochemistry, Manual | 70989 | Material Received | 81178-6 | Tissue block description and site:Desc:Pt:Specimen:Nar: | Ventana Pathway Immunoperoxidase Stain with Manual Semi-Quantitative Immunohistochemistry
2017-11-13 | HPVE6 | Human Papillomavirus (HPV) High-Risk E6/E7, RNA In Situ Hybridization | 71451 | Material Received | 81178-6 | Tissue block description and site:Desc:Pt:Specimen:Nar: | In Situ Hybridization (ISH)
2017-11-13 | JCV | JC Virus Detection by In Situ Hybridization | 71218 | Material Received | 81178-6 | Tissue block description and site:Desc:Pt:Specimen:Nar: | In Situ Hybridization (ISH)
2017-11-13 | KINET | Ki-67(MIB-1), Gastrointestinal/Pancreatic Neuroendocrine Tumors, Quantitative Immunohistochemistry, Automated | 71404 | Material Received | 81178-6 | Tissue block description and site:Desc:Pt:Specimen:Nar: | Immunohistochemistry, Automated Quantitation, Hot-Spot Technique
2017-11-13 | KINM | Ki-67(MIB-1), Gastrointestinal/Pancreatic Neuroendocrine Tumors, Quantitative Immunohistochemistry, Manual | 71677 | Material Received | 81178-6 | Tissue block description and site:Desc:Pt:Specimen:Nar: | This is not an orderable test. Order PATHC / Pathology Consultation. The consultant will determine the need for special stains. Immunohistochemistry, Semi- Quantitation, Hot-Spot Technique
2017-11-13 | KIBM | Ki67 Breast IHC Manual | 71672 | Material Received | 81178-6 | Tissue block description and site:Desc:Pt:Specimen:Nar: | Immunohistochemistry, Manual Semi-Quantitation
2017-11-13 | HPVHL | Human Papillomavirus (HPV) High/Low Risk, In Situ Hybridization | 71203 | Material Received | 81178-6 | Tissue block description and site:Desc:Pt:Specimen:Nar: | In Situ Hybridization (ISH)
2017-11-13 | HPVLR | Human Papillomavirus (HPV) Low Risk, In Situ Hybridization | 71208 | Material Received | 81178-6 | Tissue block description and site:Desc:Pt:Specimen:Nar: | In Situ Hybridization (ISH)
2017-11-13 | AMPIP | Amyloid Protein Identification, Paraffin, Mass Spectrometry | 71189 | Material Received | 81178-6 | Tissue block description and site:Desc:Pt:Specimen:Nar: | Histological Stain/Liquid Chromatography Tandem Mass Spectrometry (LC-MS/MS)
2017-11-13 | EM | Electron Microscopy, Varies | 71037 | Material Received | 81178-6 | Tissue block description and site:Desc:Pt:Specimen:Nar: | Electron Microscopy
2017-11-13 | HERGN | HER2, Gastric/Esophageal, Semi-Quantitative Immunohistochemistry, Manual, No Reflex | 70994 | Material Received | 81178-6 | Tissue block description and site:Desc:Pt:Specimen:Nar: | Ventana Pathway Immunoperoxidase Stain with Manual Semi-Quantitative Immunohistochemistry
2017-11-13 | KI67B | Ki-67(MIB-1), Breast, Quantitative Immunohistochemistry, Automated | 70999 | Material Received | 81178-6 | Tissue block description and site:Desc:Pt:Specimen:Nar: | Immunohistochemistry, Automated Quantitation
2017-11-13 | LLPT | Leukemia/Lymphoma Immunophenotyping, Flow Cytometry, Tissue | 19569 | Material: | 81178-6 | Tissue block description and site:Desc:Pt:Specimen:Nar: | Immunophenotyping
2017-11-07 | FASQN | Antidepressant Drug Screen, Ur, Quantitative | Z3361 | Doxepin | 61415-6 | Doxepin:PrThr:Pt:Urine:Ord:Confirm | Immunoassay (IA); Liquid Chromatography/Tandem Mass Spectrometry (LC/MS/MS)
2017-11-07 | FASQN | Antidepressant Drug Screen, Ur, Quantitative | Z3358 | Norfluoxetine | 19629-5 | Norfluoxetine:PrThr:Pt:Urine:Ord:Confirm | Immunoassay (IA); Liquid Chromatography/Tandem Mass Spectrometry (LC/MS/MS)
2017-11-07 | FASQN | Antidepressant Drug Screen, Ur, Quantitative | Z3351 | Amitriptyline | 16225-5 | Amitriptyline:PrThr:Pt:Urine:Ord:Confirm | Immunoassay (IA); Liquid Chromatography/Tandem Mass Spectrometry (LC/MS/MS)
2017-11-07 | FASQN | Antidepressant Drug Screen, Ur, Quantitative | Z3352 | Nortriptyline | 61427-1 | Nortriptyline:PrThr:Pt:Urine:Ord:Confirm | Immunoassay (IA); Liquid Chromatography/Tandem Mass Spectrometry (LC/MS/MS)
2017-11-07 | FASQN | Antidepressant Drug Screen, Ur, Quantitative | Z3353 | Imipramine | 61418-0 | Imipramine:PrThr:Pt:Urine:Ord:Confirm | Immunoassay (IA); Liquid Chromatography/Tandem Mass Spectrometry (LC/MS/MS)
2017-11-07 | FASQN | Antidepressant Drug Screen, Ur, Quantitative | Z3354 | Desipramine | 61412-3 | Desipramine:PrThr:Pt:Urine:Ord:Confirm | Immunoassay (IA); Liquid Chromatography/Tandem Mass Spectrometry (LC/MS/MS)
2017-11-01 | PLABN | Platelet Antibody Screen, Serum | PTL15 | Reason for request? | 29548-5 | Diagnosis:Imp:Pt:^Patient:Nar: | Solid Phase Enzyme-Linked Immunosorbent Assay (ELISA)
2017-11-01 | BCRFX | BCR/ABL1 Qualitative Diagnostic Assay with Reflex to BCR/ABL1 p190 Quantitative Assay or BCR/ABL1 p210 Quantitative Assay, Varies | MP039 | Specimen Type | 31208-2 | Specimen source:Prid:Pt:XXX:Nom: | Reverse Transcription Polymerase Chain Reaction (RT-PCR) Multiplex PCR
2017-11-01 | PVJAK | Polycythemia Vera, JAK2 V617F with Reflex to JAK2 Exon 12-15, Sequencing for Erythrocytosis, Varies | MP037 | Specimen Type | 31208-2 | Specimen source:Prid:Pt:XXX:Nom: | Allele-Specific Polymerase Chain Reaction (PCR) and Sanger Sequencing
2017-11-01 | MYCON | Mycoplasma pneumoniae Antibody Interpretation | MYCON | M. pneumoniae Ab Interpretation | 69048-7 | Immunologist review:Imp:Pt:XXX:Nar: | Only orderable as part of a profile. For more information see MYCO / Mycoplasma pneumoniae Antibodies, IgG and IgM, Serum.
2017-11-01 | P2PHI | [-2]Pro Prostate-Specific Antigen with Prostate Health Index, Serum | PSAP3 | % Free PSA | 12841-3 | Prostate specific Ag.free/Prostate specific Ag.total:MFr:Pt:Ser/Plas:Qn: | Immunoenzymatic Assay
2017-11-01 | FATF | Fat, Feces | PFAT | Percent Fat | 35745-9 | Fat/Solids.total:MRto:Pt:Stool:Qn: | Nuclear Magnetic Resonance (NMR) Spectroscopy
2017-11-01 | MRSAP | Methicillin Resistant Staphylococcus aureus, PCR, Nasal | MSSAC | Staphylococcus aureus, PCR | 79447-9 | Staphylococcus aureus capsular polysaccharide enzyme (cpe) gene:PrThr:Pt:Nose:Ord:Probe.amp.tar | Real-Time Polymerase Chain Reaction (PCR)
2017-11-01 | MPNCM | Myeloproliferative Neoplasm, CALR with Reflex to MPL, Varies | MP036 | Specimen Type | 31208-2 | Specimen source:Prid:Pt:XXX:Nom: | Polymerase Chain Reaction (PCR) and Fragment Analysis
2017-11-01 | LNBAI | Lyme CNS Infection IgG, Antibody Index | LNB4 | Lyme CNS IgG Ab Index Interp | 69048-7 | Immunologist review:Imp:Pt:XXX:Nar: | Only orderable as a reflex. For more information see LNBAB / Lyme CNS Infection IgG with Antibody Index Reflex.
2017-11-01 | MSFGN | Fibrillary Glomerulonephritis Confirmation, Mass Spectrometry, Paraffin Tissue | BA0392 | Material Received | 81178-6 | Tissue block description and site:Desc:Pt:Specimen:Nar: | Liquid Chromatography Tandem Mass Spectrometry (LC-MS/MS)
2017-11-01 | NAIFA | Antinuclear Antibodies, HEp-2 Substrate, IgG, Serum | ANAH | Antinuclear Ab, HEp-2 Substrate, S | 59069-5 | Nuclear Ab:PrThr:Pt:Ser:Ord:Hep2 substrate | Indirect Immunofluorescence
2017-11-01 | ACRNS | Acylcarnitines, Quantitative, Serum | 92177 | Dodecanedioylcarnitine, C12-DC | 55855-1 | Dicarboxydodecanoylcarnitine (C12-DC):SCnc:Pt:Ser/Plas:Qn: | Flow Injection Analysis-Tandem Mass Spectrometry (FIA-MS/MS)
2017-11-01 | ACRNS | Acylcarnitines, Quantitative, Serum | 92178 | 3-OH-octadecadienoylcarn, C18:2-OH | 30237-2 | 3-Hydroxylinoleoylcarnitine (C18:2-OH):SCnc:Pt:Ser/Plas:Qn: | Flow Injection Analysis-Tandem Mass Spectrometry (FIA-MS/MS)
2017-11-01 | ACRNS | Acylcarnitines, Quantitative, Serum | 92179 | 3-OH-octadecenoylcarnitine C18:1-OH | 30312-3 | 3-Hydroxyoleoylcarnitine (C18:1-OH):SCnc:Pt:Ser/Plas:Qn: | Flow Injection Analysis-Tandem Mass Spectrometry (FIA-MS/MS)
2017-11-01 | ACRNS | Acylcarnitines, Quantitative, Serum | 92180 | 3-OH-octadecanoylcarnitine, C18-OH | 35656-8 | 3-Hydroxystearoylcarnitine (C18-OH):SCnc:Pt:Ser/Plas:Qn: | Flow Injection Analysis-Tandem Mass Spectrometry (FIA-MS/MS)
2017-11-01 | ACRNS | Acylcarnitines, Quantitative, Serum | 92160 | Dodecanoylcarnitine, C12 | 30331-3 | Dodecanoylcarnitine (C12):SCnc:Pt:Ser/Plas:Qn: | Flow Injection Analysis-Tandem Mass Spectrometry (FIA-MS/MS)
2017-11-01 | ACRNS | Acylcarnitines, Quantitative, Serum | 92161 | 3-Methylglutarylcarnitine, C6-DC | 39002-1 | Adipoylcarnitine (C6-DC):SCnc:Pt:Ser/Plas:Qn: | Flow Injection Analysis-Tandem Mass Spectrometry (FIA-MS/MS)
2017-11-01 | ACRNS | Acylcarnitines, Quantitative, Serum | 92162 | 3-OH-dodecenoylcarnitine, C12:1-OH | 59195-8 | 3-Hydroxydodecenoylcarnitine (C12:1-OH):SCnc:Pt:Ser/Plas:Qn: | Flow Injection Analysis-Tandem Mass Spectrometry (FIA-MS/MS)
2017-11-01 | ACRNS | Acylcarnitines, Quantitative, Serum | 92163 | 3-OH-dodecanoylcarnitine, C12-OH | 30233-1 | 3-Hydroxydodecanoylcarnitine (C12-OH):SCnc:Pt:Ser/Plas:Qn: | Flow Injection Analysis-Tandem Mass Spectrometry (FIA-MS/MS)
2017-11-01 | ACRNS | Acylcarnitines, Quantitative, Serum | 92164 | Tetradecadienoylcarnitine, C14:2 | 30564-9 | Tetradecadienoylcarnitine (C14:2):SCnc:Pt:Ser/Plas:Qn: | Flow Injection Analysis-Tandem Mass Spectrometry (FIA-MS/MS)
2017-11-01 | ACRNS | Acylcarnitines, Quantitative, Serum | 92165 | Tetradecenoylcarnitine, C14:1 | 30566-4 | Tetradecenoylcarnitine (C14:1):SCnc:Pt:Ser/Plas:Qn: | Flow Injection Analysis-Tandem Mass Spectrometry (FIA-MS/MS)
2017-11-01 | ACRNS | Acylcarnitines, Quantitative, Serum | 92166 | Tetradecanoylcarnitine, C14 | 30565-6 | Tetradecanoylcarnitine (C14):SCnc:Pt:Ser/Plas:Qn: | Flow Injection Analysis-Tandem Mass Spectrometry (FIA-MS/MS)
2017-11-01 | ACRNS | Acylcarnitines, Quantitative, Serum | 92168 | 3-OH-tetradecenoylcarnitine C14:1OH | 30190-3 | 3-Hydroxytetradecenoylcarnitine (C14:1-OH):SCnc:Pt:Ser/Plas:Qn: | Flow Injection Analysis-Tandem Mass Spectrometry (FIA-MS/MS)
2017-11-01 | ACRNS | Acylcarnitines, Quantitative, Serum | 92169 | 3-OH-tetradecanoylcarnitine, C14-OH | 30238-0 | 3-Hydroxytetradecanoylcarnitine (C14-OH):SCnc:Pt:Ser/Plas:Qn: | Flow Injection Analysis-Tandem Mass Spectrometry (FIA-MS/MS)
2017-11-01 | ACRNS | Acylcarnitines, Quantitative, Serum | 92170 | Hexadecenoylcarnitine, C16:1 | 30357-8 | Palmitoleylcarnitine (C16:1):SCnc:Pt:Ser/Plas:Qn: | Flow Injection Analysis-Tandem Mass Spectrometry (FIA-MS/MS)
2017-11-01 | ACRNS | Acylcarnitines, Quantitative, Serum | 92171 | Hexadecanoylcarnitine, C16 | 30356-0 | Palmitoylcarnitine (C16):SCnc:Pt:Ser/Plas:Qn: | Flow Injection Analysis-Tandem Mass Spectrometry (FIA-MS/MS)
2017-11-01 | ACRNS | Acylcarnitines, Quantitative, Serum | 92172 | 3-OH-hexadecenoylcarnitine,C16:1-OH | 30235-6 | 3-Hydroxypalmitoleylcarnitine (C16:1-OH):SCnc:Pt:Ser/Plas:Qn: | Flow Injection Analysis-Tandem Mass Spectrometry (FIA-MS/MS)
2017-11-01 | ACRNS | Acylcarnitines, Quantitative, Serum | 92173 | 3-OH-hexadecanoylcarnitine, C16-OH | 30234-9 | 3-Hydroxypalmitoylcarnitine (C16-OH):SCnc:Pt:Ser/Plas:Qn: | Flow Injection Analysis-Tandem Mass Spectrometry (FIA-MS/MS)
2017-11-01 | ACRNS | Acylcarnitines, Quantitative, Serum | 92141 | 3-OH-iso-/butyrylcarnitine, C4-OH | 39000-5 | 3-Hydroxybutyrylcarnitine (C4-OH):SCnc:Pt:Ser/Plas:Qn: | Flow Injection Analysis-Tandem Mass Spectrometry (FIA-MS/MS)
2017-11-01 | ACRNS | Acylcarnitines, Quantitative, Serum | 92142 | Hexenoylcarnitine, C6:1 | 74540-6 | Hexenoylcarnitine (C6:1):SCnc:Pt:Ser/Plas:Qn: | Flow Injection Analysis-Tandem Mass Spectrometry (FIA-MS/MS)
2017-11-01 | ACRNS | Acylcarnitines, Quantitative, Serum | 92143 | Hexanoylcarnitine, C6 | 30358-6 | Hexanoylcarnitine (C6):SCnc:Pt:Ser/Plas:Qn: | Flow Injection Analysis-Tandem Mass Spectrometry (FIA-MS/MS)
2017-11-01 | ACRNS | Acylcarnitines, Quantitative, Serum | 92144 | 3-OH-isovalerylcarnitine, C5-OH | 39001-3 | 3-Hydroxyisovalerylcarnitine (C5-OH):SCnc:Pt:Ser/Plas:Qn: | Flow Injection Analysis-Tandem Mass Spectrometry (FIA-MS/MS)
2017-11-01 | ACRNS | Acylcarnitines, Quantitative, Serum | 92145 | Benzoylcarnitine | 39615-0 | Benzoylcarnitine (BzCn):SCnc:Pt:Ser/Plas:Qn: | Flow Injection Analysis-Tandem Mass Spectrometry (FIA-MS/MS)
2017-11-01 | ACRNS | Acylcarnitines, Quantitative, Serum | 92147 | 3-OH-hexanoylcarnitine, C6-OH | 30236-4 | 3-Hydroxyhexanoylcarnitine (C6-OH):SCnc:Pt:Ser/Plas:Qn: | Flow Injection Analysis-Tandem Mass Spectrometry (FIA-MS/MS)
2017-11-01 | ACRNS | Acylcarnitines, Quantitative, Serum | 92152 | Malonylcarnitine, C3-DC | 55940-1 | Malonylcarnitine (C3-DC):SCnc:Pt:Ser/Plas:Qn: | Flow Injection Analysis-Tandem Mass Spectrometry (FIA-MS/MS)
2017-11-01 | ACRNS | Acylcarnitines, Quantitative, Serum | 92153 | Decadienoylcarnitine, C10:2 | 53471-9 | Decadienoylcarnitine (C10:2):SCnc:Pt:Ser/Plas:Qn: | Flow Injection Analysis-Tandem Mass Spectrometry (FIA-MS/MS)
2017-11-01 | ACRNS | Acylcarnitines, Quantitative, Serum | 92154 | Decenoylcarnitine, C10:1 | 30328-9 | Decenoylcarnitine (C10:1):SCnc:Pt:Ser/Plas:Qn: | Flow Injection Analysis-Tandem Mass Spectrometry (FIA-MS/MS)
2017-11-01 | ACRNS | Acylcarnitines, Quantitative, Serum | 92155 | Decanoylcarnitine, C10 | 30327-1 | Decanoylcarnitine (C10):SCnc:Pt:Ser/Plas:Qn: | Flow Injection Analysis-Tandem Mass Spectrometry (FIA-MS/MS)
2017-11-01 | ACRNS | Acylcarnitines, Quantitative, Serum | 92157 | 3-OH-decenoylcarnitine, C10:1-OH | 82478-9 | 3-Hydroxydecenoylcarnitine (C10:1-OH):SCnc:Pt:Ser/Plas:Qn: | Flow Injection Analysis-Tandem Mass Spectrometry (FIA-MS/MS)
2017-11-01 | ACRNS | Acylcarnitines, Quantitative, Serum | 92158 | Glutarylcarnitine, C5-DC | 30349-5 | Glutarylcarnitine (C5-DC):SCnc:Pt:Ser/Plas:Qn: | Flow Injection Analysis-Tandem Mass Spectrometry (FIA-MS/MS)
2017-11-01 | ACRNS | Acylcarnitines, Quantitative, Serum | 92159 | Dodecenoylcarnitine, C12:1 | 30332-1 | Dodecenoylcarnitine (C12:1):SCnc:Pt:Ser/Plas:Qn: | Flow Injection Analysis-Tandem Mass Spectrometry (FIA-MS/MS)
2017-11-01 | ACRNS | Acylcarnitines, Quantitative, Serum | 92134 | Acetylcarnitine, C2 | 30191-1 | Acetylcarnitine (C2):SCnc:Pt:Ser/Plas:Qn: | Flow Injection Analysis-Tandem Mass Spectrometry (FIA-MS/MS)
2017-11-01 | ACRNS | Acylcarnitines, Quantitative, Serum | 92135 | Acrylylcarnitine, C3:1 | 43235-1 | Acrylylcarnitine (C3:1):SCnc:Pt:Ser/Plas:Qn: | Flow Injection Analysis-Tandem Mass Spectrometry (FIA-MS/MS)
2017-11-01 | ACRNS | Acylcarnitines, Quantitative, Serum | 92136 | Propionylcarnitine, C3 | 30551-6 | Propionylcarnitine (C3):SCnc:Pt:Ser/Plas:Qn: | Flow Injection Analysis-Tandem Mass Spectrometry (FIA-MS/MS)
2017-11-01 | ACRNS | Acylcarnitines, Quantitative, Serum | 92138 | Iso-/Butyrylcarnitine, C4 | 35655-0 | Butyrylcarnitine (C4):SCnc:Pt:Ser/Plas:Qn: | Flow Injection Analysis-Tandem Mass Spectrometry (FIA-MS/MS)
2017-11-01 | ACRNS | Acylcarnitines, Quantitative, Serum | 92139 | Tiglylcarnitine, C5:1 | 51416-6 | Tiglylcarnitine (C5:1):SCnc:Pt:Ser/Plas:Qn: | Flow Injection Analysis-Tandem Mass Spectrometry (FIA-MS/MS)
2017-11-01 | ACRNS | Acylcarnitines, Quantitative, Serum | 92140 | Isovaleryl-/2-Methylbutyrylcarn C5 | 30531-8 | Isovalerylcarnitine+Methylbutyrylcarnitine (C5):SCnc:Pt:Ser/Plas:Qn: | Flow Injection Analysis-Tandem Mass Spectrometry (FIA-MS/MS)
2017-11-01 | ALPRT | Alport (Collagen IV Alpha 5 and Alpha 2) Immunofluorescent Stain, Renal Biopsy | 71272 | Material Received | 81178-6 | Tissue block description and site:Desc:Pt:Specimen:Nar: | Direct Immunofluorescence
2017-11-01 | PLAIF | Phospholipase A2 Receptor (PLA2R), Renal Biopsy | 71230 | Material Received | 81178-6 | Tissue block description and site:Desc:Pt:Specimen:Nar: | Immunofluorescence
2017-11-01 | NGAML | MayoComplete Acute Myeloid Leukemia, 11-Gene Panel, Varies | 43487 | Interpretation | 69047-9 | Geneticist review:Imp:Pt:XXX:Nar: | Next-Generation Sequencing (NGS)
2017-11-01 | NGAML | MayoComplete Acute Myeloid Leukemia, 11-Gene Panel, Varies | 43489 | Clinical Trials | 82786-5 | Identifier:Find:Pt:^Clinical trial protocol:Nom: | Next-Generation Sequencing (NGS)
2017-11-01 | NGAML | MayoComplete Acute Myeloid Leukemia, 11-Gene Panel, Varies | 43494 | AML Panel Gene List | 36908-2 | Gene mutations tested for:Prid:Pt:Bld/Tiss:Nom:Molgen | Next-Generation Sequencing (NGS)
2017-11-01 | BUPM | Buprenorphine and Norbuprenorphine, Random, Urine | 66200 | Buprenorphine | 3415-7 | Buprenorphine:MCnc:Pt:Urine:Qn: | Liquid Chromatography Tandem Mass Spectrometry (LC-MS/MS)
2017-11-01 | BUPMX | Buprenorphine and Norbuprenorphine, Chain of Custody, Random, Urine | 56644 | Buprenorphine Immunoassay Screen | 58359-1 | Buprenorphine+Norbuprenorphine:PrThr:Pt:Urine:Ord:Screen | Immunoassay/Liquid Chromatography Tandem Mass Spectrometry (LC-MS/MS)
2017-11-01 | ERPR | Estrogen/Progesterone Receptor, Semi-Quantitative Immunohistochemistry, Manual | 70969 | Material Received | 81178-6 | Tissue block description and site:Desc:Pt:Specimen:Nar: | Semi-Quantitative Immunohistochemistry
2017-11-01 | MPNCM | Myeloproliferative Neoplasm, CALR with Reflex to MPL, Varies | 42392 | Final Diagnosis | 50398-7 | Narrative diagnostic report:Imp:Pt:Bld/Tiss:Nar:Molgen | Polymerase Chain Reaction (PCR) and Fragment Analysis
2017-11-01 | PVJAK | Polycythemia Vera, JAK2 V617F with Reflex to JAK2 Exon 12-15, Sequencing for Erythrocytosis, Varies | 42394 | Final Diagnosis | 50398-7 | Narrative diagnostic report:Imp:Pt:Bld/Tiss:Nar:Molgen | Allele-Specific Polymerase Chain Reaction (PCR) and Sanger Sequencing
2017-11-01 | NGSHM | MayoComplete Myeloid Neoplasms, Comprehensive OncoHeme Next-Generation Sequencing, Varies | 37280 | OncoHeme Panel Gene list | 36908-2 | Gene mutations tested for:Prid:Pt:Bld/Tiss:Nom:Molgen | Next-Generation Sequencing (NGS)
2017-11-01 | NGSHM | MayoComplete Myeloid Neoplasms, Comprehensive OncoHeme Next-Generation Sequencing, Varies | 37282 | Clinical Trials | 82786-5 | Identifier:Find:Pt:^Clinical trial protocol:Nom: | Next-Generation Sequencing (NGS)
2017-11-01 | NGSHM | MayoComplete Myeloid Neoplasms, Comprehensive OncoHeme Next-Generation Sequencing, Varies | 37283 | Interpretation | 69047-9 | Geneticist review:Imp:Pt:XXX:Nar: | Next-Generation Sequencing (NGS)
2017-11-01 | BUPMX | Buprenorphine and Norbuprenorphine, Chain of Custody, Random, Urine | 65215 | Buprenorphine | 3415-7 | Buprenorphine:MCnc:Pt:Urine:Qn: | Immunoassay/Liquid Chromatography Tandem Mass Spectrometry (LC-MS/MS)
2017-10-27 | THCG | Human Chorionic Gonadotropin (hCG), Quantitative, Pregnancy, Serum | THCG | HCG, Quantitative, Pregnancy, S | 83086-9 | Choriogonadotropin:ACnc:Pt:Ser/Plas:Qn:IA | Electrochemiluminescent Immunoassay
2017-10-27 | PSAU | Prostate-Specific Antigen (PSA) Ultrasensitive, Serum | PSAU | PSA, Ultrasensitive, S | 35741-8 | Prostate specific Ag:MCnc:Pt:Ser/Plas:Qn:Detection limit <= 0.01 ng/mL | Electrochemiluminescent Immunoassay (ECLIA)
2017-10-27 | P2PHI | [-2]Pro Prostate-Specific Antigen with Prostate Health Index, Serum | PSAF | Free PSA, S | 83113-1 | Prostate specific Ag.free:MCnc:Pt:Ser/Plas:Qn:IA | Immunoenzymatic Assay
2017-10-27 | P2PHI | [-2]Pro Prostate-Specific Antigen with Prostate Health Index, Serum | PSAT | Prostate Specific Antigen, S | 83112-3 | Prostate specific Ag:MCnc:Pt:Ser/Plas:Qn:IA | Immunoenzymatic Assay
2017-10-27 | LDLD | Low-Density Lipoprotein (LDL) Cholesterol, Beta-Quantification, Serum | LDLC | LDL Chol (Beta-Quantification), S | 18261-8 | Cholesterol.in LDL:MCnc:Pt:Ser/Plas.ultracentrifugate:Qn: | Ultracentrifugation/Selective Precipitation/Enzymatic Colorimetric
2017-10-27 | MYEFL | Myelodysplastic Syndrome by Flow Cytometry, Bone Marrow | CK094 | Microscopic Description | 22635-7 | Path report.microscopic observation:Prid:Pt:Specimen:Nar:XXX stain | Immunophenotyping
2017-10-27 | PSAFT | Prostate-Specific Antigen (PSA), Total and Free, Serum | FPSA | Free PSA | 83113-1 | Prostate specific Ag.free:MCnc:Pt:Ser/Plas:Qn:IA | Electrochemiluminescent Immunoassay (ECLIA)
2017-10-27 | NUT1F | NUTM1 (15q14) Rearrangement, FISH, Tissue | CG997 | Reason For Referral | 42349-1 | Reason for referral:Find:Pt:^Patient:Nar: | Fluorescence In Situ Hybridization (FISH)
2017-10-27 | TFEBF | Renal Cell Carcinoma, 6p21.1 (TFEB) Rearrangement, FISH, Tissue | GC002 | Reason for Referral | 42349-1 | Reason for referral:Find:Pt:^Patient:Nar: | Fluorescence In Situ Hybridization (FISH)
2017-10-27 | NR4A3 | NR4A3 (9q22.33) Rearrangement, FISH, Tissue | CG999 | Reason For Referral | 42349-1 | Reason for referral:Find:Pt:^Patient:Nar: | Fluorescence In Situ Hybridization (FISH)
2017-10-27 | ACRNS | Acylcarnitines, Quantitative, Serum | 92156 | Methylmalonyl-/succinylcarn, C4-DC | 51415-8 | Methylmalonylcarnitine+Succinylcarnitine (C4-DC):SCnc:Pt:Ser/Plas:Qn: | Flow Injection Analysis-Tandem Mass Spectrometry (FIA-MS/MS)
2017-10-27 | NUT1F | NUTM1 (15q14) Rearrangement, FISH, Tissue | 92326 | Specimen | 31208-2 | Specimen source:Prid:Pt:XXX:Nom: | Fluorescence In Situ Hybridization (FISH)
2017-10-27 | TFEBF | Renal Cell Carcinoma, 6p21.1 (TFEB) Rearrangement, FISH, Tissue | 92353 | Specimen | 31208-2 | Specimen source:Prid:Pt:XXX:Nom: | Fluorescence In Situ Hybridization (FISH)
2017-10-27 | NR4A3 | NR4A3 (9q22.33) Rearrangement, FISH, Tissue | 92343 | Specimen | 31208-2 | Specimen source:Prid:Pt:XXX:Nom: | Fluorescence In Situ Hybridization (FISH)
2017-10-27 | PDGF | PDGFB (22q13), Dermatofibrosarcoma Protuberans/Giant Cell Fibroblastoma, FISH, Tissue | 54919 | Specimen | 31208-2 | Specimen source:Prid:Pt:XXX:Nom: | Fluorescence In Situ Hybridization (FISH)
2017-10-27 | USPF | USP6 (17p13), Aneurysmal Bone Cyst and Nodular Fasciitis, FISH, Tissue | 54920 | Specimen | 31208-2 | Specimen source:Prid:Pt:XXX:Nom: | Fluorescence In Situ Hybridization (FISH)
2017-10-27 | MITOP | Mitochondrial Full Genome Analysis, Next-Generation Sequencing (NGS), Varies | 55285 | Specimen | 31208-2 | Specimen source:Prid:Pt:XXX:Nom: | Long-Range Polymerase Chain Reaction (LR-PCR) followed by Next-Generation Sequencing (NGS)
2017-10-27 | ANPAT | Anatomic Pathology Consultation, Wet Tissue | 71047 | Gross Description | 22634-0 | Path report.gross observation:Find:Pt:Specimen:Nar: | Medical Interpretation
2017-10-27 | MAMLF | MAML2 (11q21) Rearrangement, Mucoepidermoid Carcinoma (MEC), FISH, Tissue | 54918 | Specimen | 31208-2 | Specimen source:Prid:Pt:XXX:Nom: | Fluorescence In Situ Hybridization (FISH)
2017-10-27 | MDM2F | MDM2 (12q15) Amplification, Well-Differentiated Liposarcoma/Atypical Lipomatous Tumor, FISH, Tissue | 54917 | Specimen | 31208-2 | Specimen source:Prid:Pt:XXX:Nom: | Fluorescence In Situ Hybridization (FISH)
2017-10-27 | MASF | Angiosarcoma, MYC (8q24) Amplification, FISH, Tissue | 54610 | Specimen | 31208-2 | Specimen source:Prid:Pt:XXX:Nom: | Fluorescence In Situ Hybridization (FISH)
2017-10-27 | SGTF | MYB (6q23) Rearrangement FISH, Tissue | 54619 | Specimen | 31208-2 | Specimen source:Prid:Pt:XXX:Nom: | Fluorescence In Situ Hybridization (FISH)
2017-10-27 | VLCZ | Very Long Chain Acyl-CoA Dehydrogenase Deficiency, Full Gene Analysis, Varies | 54045 | Specimen | 31208-2 | Specimen source:Prid:Pt:XXX:Nom: | Polymerase Chain Reaction (PCR)/DNA Sequencing Analysis
2017-10-27 | HEXAZ | Tay-Sachs Disease, HEXA Gene, Full Gene Analysis, Varies | 53947 | Specimen | 31208-2 | Specimen source:Prid:Pt:XXX:Nom: | Polymerase Chain Reaction (PCR) Amplification/DNA Sequencing
2017-10-27 | MCADZ | Medium-Chain Acyl-CoA Dehydrogenase (MCAD) Deficiency Full Gene Analysis, Varies | 53975 | Specimen | 31208-2 | Specimen source:Prid:Pt:XXX:Nom: | Polymerase Chain Reaction (PCR) Amplification/DNA Sequencing
2017-10-27 | MPS1Z | Hurler Syndrome, Full Gene Analysis, Varies | 53954 | Specimen | 31208-2 | Specimen source:Prid:Pt:XXX:Nom: | Polymerase Chain Reaction (PCR) followed by DNA Sequencing
2017-10-27 | CDKZ | CDKN1C Gene, Full Gene Analysis, Varies | 53884 | Specimen | 31208-2 | Specimen source:Prid:Pt:XXX:Nom: | Polymerase Chain Reaction (PCR) followed by DNA Sequencing
2017-10-27 | FABRZ | Fabry Disease, Full Gene Analysis, Varies | 53898 | Specimen | 31208-2 | Specimen source:Prid:Pt:XXX:Nom: | Polymerase Chain Reaction (PCR) followed by DNA Sequencing
2017-10-27 | GAAZ | Pompe Disease, Full Gene Analysis, Varies | 53919 | Specimen | 31208-2 | Specimen source:Prid:Pt:XXX:Nom: | Polymerase Chain Reaction (PCR) followed by DNA Sequencing
2017-10-27 | KRABZ | Krabbe Disease, Full Gene Analysis and Large (30 kb) Deletion, Varies | 53509 | Specimen | 31208-2 | Specimen source:Prid:Pt:XXX:Nom: | Polymerase Chain Reaction (PCR) followed by DNA Sequencing
2017-10-27 | MPS2Z | Hunter Syndrome, Full Gene Analysis, Varies | 53530 | Specimen | 31208-2 | Specimen source:Prid:Pt:XXX:Nom: | Polymerase Chain Reaction (PCR) followed by DNA Sequencing
2017-10-27 | XALDZ | X-Linked Adrenoleukodystrophy, Full Gene Analysis, Varies | 53565 | Specimen | 31208-2 | Specimen source:Prid:Pt:XXX:Nom: | Polymerase Chain Reaction (PCR) followed by DNA Sequencing
2017-10-27 | BTDZ | Biotinidase Deficiency, BTD Full Gene Analysis, Varies | 53467 | Specimen | 31208-2 | Specimen source:Prid:Pt:XXX:Nom: | Polymerase Chain Reaction (PCR) Amplification/DNA Sequencing
2017-10-27 | GBAZ | Gaucher Disease, Full Gene Analysis, Varies | 53481 | Specimen | 31208-2 | Specimen source:Prid:Pt:XXX:Nom: | Polymerase Chain Reaction (PCR) followed by DNA Sequencing
2017-10-27 | UNIPD | Uniparental Disomy, Varies | 53360 | Specimen | 31208-2 | Specimen source:Prid:Pt:XXX:Nom: | Polymerase Chain Reaction (PCR)/Microsatellite markers
2017-10-27 | YMCRO | Y Chromosome Microdeletions, Molecular Detection, Varies | 53367 | Specimen | 31208-2 | Specimen source:Prid:Pt:XXX:Nom: | Polymerase Chain Reaction (PCR)
2017-10-27 | GLIOF | 1p/19q Deletion in Gliomas, FISH, Tissue | 52110 | Specimen | 31208-2 | Specimen source:Prid:Pt:XXX:Nom: | Fluorescence In Situ Hybridization (FISH) Using DNA Probes
2017-10-27 | LCAF | Lung Cancer, ALK (2p23) Rearrangement, FISH, Tissue | 52118 | Specimen | 31208-2 | Specimen source:Prid:Pt:XXX:Nom: | Fluorescence In Situ Hybridization (FISH)
2017-10-27 | NADF | Newborn Aneuploidy Detection, FISH, Blood | 51933 | Specimen | 31208-2 | Specimen source:Prid:Pt:XXX:Nom: | Fluorescence In Situ Hybridization (FISH)
2017-10-27 | SBULB | Spinobulbar Muscular Atrophy (Kennedy Disease), Molecular Analysis, Varies | 53345 | Specimen | 31208-2 | Specimen source:Prid:Pt:XXX:Nom: | Polymerase Chain Reaction (PCR)
2017-10-27 | XYMF | Known 45,X, Mosaicism Reflex Analysis, FISH, Whole Blood | 51847 | Specimen | 31208-2 | Specimen source:Prid:Pt:XXX:Nom: | Fluorescence In Situ Hybridization (FISH)
2017-10-27 | BUPMX | Buprenorphine and Norbuprenorphine, Chain of Custody, Random, Urine | 48297 | Norbuprenorphine | 49753-7 | Norbuprenorphine:MCnc:Pt:Urine:Qn: | Immunoassay/Liquid Chromatography Tandem Mass Spectrometry (LC-MS/MS)
2017-10-27 | BUPM | Buprenorphine and Norbuprenorphine, Random, Urine | 48296 | Norbuprenorphine | 49753-7 | Norbuprenorphine:MCnc:Pt:Urine:Qn: | Liquid Chromatography Tandem Mass Spectrometry (LC-MS/MS)
2017-10-27 | MPNCM | Myeloproliferative Neoplasm, CALR with Reflex to MPL, Varies | 42393 | MPNCM Reflex Result | 82939-0 | Genetic variant details:Find:Pt:Bld/Tiss:Nar:Molgen | Polymerase Chain Reaction (PCR) and Fragment Analysis
2017-10-27 | PVJAK | Polycythemia Vera, JAK2 V617F with Reflex to JAK2 Exon 12-15, Sequencing for Erythrocytosis, Varies | 42395 | PV Reflex Result | 43399-5 | JAK2 gene.p.Val617Phe:PrThr:Pt:Bld/Tiss:Ord:Molgen | Allele-Specific Polymerase Chain Reaction (PCR) and Sanger Sequencing
2017-10-20 | LDALD | Lysosomal and Peroxisomal Disorders Newborn Screen, Blood Spot | BG686 | Gestational Age (weeks, XX.X) | 76516-4 | Gestational age^at birth:Time:Pt:^Patient:Qn: | Flow Injection Analysis Tandem Mass Spectrometry (FIA-MS/MS)
2017-10-20 | CAH2T | Congenital Adrenal Hyperplasia Newborn Screen, Blood Spot | 42207 | 17-OH Progesterone | 38473-5 | 17-Hydroxyprogesterone:MCnc:Pt:Bld.dot:Qn: | Liquid Chromatography Tandem Mass Spectrometry (LC-MS/MS) Portions of this test are covered by patents held by Quest Diagnostics
2017-10-20 | PD2T | Pompe Disease Second-Tier Newborn Screening, Blood Spot | BG700 | Birth Weight (grams, XXXX) | 8339-4 | Body weight^at birth:Mass:Pt:^Patient:Qn:Measured | Flow Injection Analysis Tandem Mass Spectrometry (FIA-MS/MS)
2017-10-20 | PD2T | Pompe Disease Second-Tier Newborn Screening, Blood Spot | BG701 | Time of Birth (24hr time, XX:XX) | 57715-5 | Birth time:ClockTime:Pt:^Patient:Qn: | Flow Injection Analysis Tandem Mass Spectrometry (FIA-MS/MS)
2017-10-20 | PD2T | Pompe Disease Second-Tier Newborn Screening, Blood Spot | BG702 | Gestational Age (weeks, XX.X) | 76516-4 | Gestational age^at birth:Time:Pt:^Patient:Qn: | Flow Injection Analysis Tandem Mass Spectrometry (FIA-MS/MS)
2017-10-20 | KD2T | Krabbe Disease Second-Tier Newborn Screen, Blood Spot | BG704 | Birth Weight (grams, XXXX) | 8339-4 | Body weight^at birth:Mass:Pt:^Patient:Qn:Measured | Liquid Chromatography Tandem Mass Spectrometry (LC-MS/MS)/Polymerase Chain Reaction with Gel Electrophoresis
2017-10-20 | KD2T | Krabbe Disease Second-Tier Newborn Screen, Blood Spot | BG705 | Time of Birth (24hr Time, XX:XX) | 57715-5 | Birth time:ClockTime:Pt:^Patient:Qn: | Liquid Chromatography Tandem Mass Spectrometry (LC-MS/MS)/Polymerase Chain Reaction with Gel Electrophoresis
2017-10-20 | KD2T | Krabbe Disease Second-Tier Newborn Screen, Blood Spot | BG706 | Gestational Age (weeks, XX.X) | 76516-4 | Gestational age^at birth:Time:Pt:^Patient:Qn: | Liquid Chromatography Tandem Mass Spectrometry (LC-MS/MS)/Polymerase Chain Reaction with Gel Electrophoresis
2017-10-20 | LGB3S | Globotriaosylsphingosine, Serum | BG708 | Reason for Referral | 42349-1 | Reason for referral:Find:Pt:^Patient:Nar: | Liquid Chromatography Tandem Mass Spectrometry (LC-MS/MS)
2017-10-20 | LDALD | Lysosomal and Peroxisomal Disorders Newborn Screen, Blood Spot | BG684 | Birth Weight (grams, XXXX) | 8339-4 | Body weight^at birth:Mass:Pt:^Patient:Qn:Measured | Flow Injection Analysis Tandem Mass Spectrometry (FIA-MS/MS)
2017-10-20 | LDALD | Lysosomal and Peroxisomal Disorders Newborn Screen, Blood Spot | BG685 | Time of Birth (24hr Time, XX:XX) | 57715-5 | Birth time:ClockTime:Pt:^Patient:Qn: | Flow Injection Analysis Tandem Mass Spectrometry (FIA-MS/MS)
2017-10-20 | CAH2T | Congenital Adrenal Hyperplasia Newborn Screen, Blood Spot | BG688 | Birth Weight (grams, XXXX) | 8339-4 | Body weight^at birth:Mass:Pt:^Patient:Qn:Measured | Liquid Chromatography Tandem Mass Spectrometry (LC-MS/MS) Portions of this test are covered by patents held by Quest Diagnostics
2017-10-20 | CAH2T | Congenital Adrenal Hyperplasia Newborn Screen, Blood Spot | BG689 | Time of Birth (24hr time, XX:XX) | 57715-5 | Birth time:ClockTime:Pt:^Patient:Qn: | Liquid Chromatography Tandem Mass Spectrometry (LC-MS/MS) Portions of this test are covered by patents held by Quest Diagnostics
2017-10-20 | CAH2T | Congenital Adrenal Hyperplasia Newborn Screen, Blood Spot | BG690 | Gestational Age (weeks, XX.X) | 76516-4 | Gestational age^at birth:Time:Pt:^Patient:Qn: | Liquid Chromatography Tandem Mass Spectrometry (LC-MS/MS) Portions of this test are covered by patents held by Quest Diagnostics
2017-10-20 | ACRNS | Acylcarnitines, Quantitative, Serum | 92167 | Octanedioylcarnitine, C8-DC | 39014-6 | Suberylcarnitine (C8-DC):SCnc:Pt:Ser/Plas:Qn: | Flow Injection Analysis-Tandem Mass Spectrometry (FIA-MS/MS)
2017-10-20 | ACRNS | Acylcarnitines, Quantitative, Serum | 92174 | Octadecadienoylcarnitine, C18:2 | 30534-2 | Linoleoylcarnitine (C18:2):SCnc:Pt:Ser/Plas:Qn: | Flow Injection Analysis-Tandem Mass Spectrometry (FIA-MS/MS)
2017-10-20 | ACRNS | Acylcarnitines, Quantitative, Serum | 92175 | Octadecenoylcarnitine, C18:1 | 30542-5 | Oleoylcarnitine (C18:1):SCnc:Pt:Ser/Plas:Qn: | Flow Injection Analysis-Tandem Mass Spectrometry (FIA-MS/MS)
2017-10-20 | ACRNS | Acylcarnitines, Quantitative, Serum | 92176 | Octadecanoylcarnitine, C18 | 30560-7 | Stearoylcarnitine (C18):SCnc:Pt:Ser/Plas:Qn: | Flow Injection Analysis-Tandem Mass Spectrometry (FIA-MS/MS)
2017-10-20 | ACRNS | Acylcarnitines, Quantitative, Serum | 92181 | Comment (ACRNS) | 46252-3 | Acylcarnitine pattern:Imp:Pt:Ser/Plas:Nom: | Flow Injection Analysis-Tandem Mass Spectrometry (FIA-MS/MS)
2017-10-20 | TOPSU | Targeted Opioid Screen, Random, Urine | 65059 | Opioid Interpretation | 69050-3 | Toxicologist review:Imp:Pt:XXX:Nar: | Only orderable as part of profile. For more information see: -CSMPU / Controlled Substance Monitoring Panel, Random, Urine -ADMPU / Addiction Medicine Profile with Reflex, 22 Drug Classes, High Resolution Mass Spectrometry and Immunoassay Screen, Random, Urine -CSMEU / Controlled Substance Monitoring Enhanced Profile with Reflex, 21 Drug Classes, High Resolution Mass Spectrometry and Immunoassay Screen, Random, Urine -CSMTU / Controlled Substance Monitoring Targeted Profile, 17 Drug Classes, Mass Spectrometry, Random, Urine -TOSU / Targeted Opioid Screen, Random, Urine Liquid Chromatography Tandem Mass Spectrometry, High-Resolution Accurate Mass (LC-MS/MS HRAM)
2017-10-20 | CAH2T | Congenital Adrenal Hyperplasia Newborn Screen, Blood Spot | 42209 | Cortisol | 53345-5 | Cortisol:MCnc:Pt:Bld.dot:Qn: | Liquid Chromatography Tandem Mass Spectrometry (LC-MS/MS) Portions of this test are covered by patents held by Quest Diagnostics
2017-10-20 | CAH2T | Congenital Adrenal Hyperplasia Newborn Screen, Blood Spot | 42210 | 11-deoxycortisol | 53338-0 | 11-Deoxycortisol:MCnc:Pt:Bld.dot:Qn: | Liquid Chromatography Tandem Mass Spectrometry (LC-MS/MS) Portions of this test are covered by patents held by Quest Diagnostics
2017-10-20 | CAH2T | Congenital Adrenal Hyperplasia Newborn Screen, Blood Spot | 42211 | 21-deoxycortisol | 53341-4 | 21-Deoxycortisol:MCnc:Pt:Bld.dot:Qn: | Liquid Chromatography Tandem Mass Spectrometry (LC-MS/MS) Portions of this test are covered by patents held by Quest Diagnostics
2017-10-20 | CAH2T | Congenital Adrenal Hyperplasia Newborn Screen, Blood Spot | 42212 | (17OHP+Androstenedione)/Cortisol | 53336-4 | 17-Hydroxyprogesterone+Androstenedione/Cortisol:MRto:Pt:Bld.dot:Qn: | Liquid Chromatography Tandem Mass Spectrometry (LC-MS/MS) Portions of this test are covered by patents held by Quest Diagnostics
2017-10-20 | CAH2T | Congenital Adrenal Hyperplasia Newborn Screen, Blood Spot | 42214 | Interpretation (CAH2T) | 46758-9 | Congenital adrenal hyperplasia:Imp:Pt:Bld.dot:Nom: | Liquid Chromatography Tandem Mass Spectrometry (LC-MS/MS) Portions of this test are covered by patents held by Quest Diagnostics
2017-10-20 | DOCS | 11-Deoxycorticosterone, Serum | 46922 | 11-Deoxycorticosterone, S | 1656-8 | 11-Deoxycorticosterone:MCnc:Pt:Ser/Plas:Qn: | Liquid Chromatography Tandem Mass Spectrometry (LC-MS/MS)
2017-10-20 | DCORT | 11-Deoxycortisol, Serum | 46923 | 11-Deoxycortisol, S | 1657-6 | 11-Deoxycortisol:MCnc:Pt:Ser/Plas:Qn: | Liquid Chromatography Tandem Mass Spectrometry (LC-MS/MS)
2017-10-20 | ACRNS | Acylcarnitines, Quantitative, Serum | 92137 | Formiminoglutamate, FIGLU | 79628-4 | Formiminoglutamate:SCnc:Pt:Ser/Plas:Qn: | Flow Injection Analysis-Tandem Mass Spectrometry (FIA-MS/MS)
2017-10-20 | ACRNS | Acylcarnitines, Quantitative, Serum | 92146 | Heptanoylcarnitine, C7 | 55871-8 | Heptanoylcarnitine (C7):SCnc:Pt:Ser/Plas:Qn: | Flow Injection Analysis-Tandem Mass Spectrometry (FIA-MS/MS)
2017-10-20 | ACRNS | Acylcarnitines, Quantitative, Serum | 92150 | Octenoylcarnitine, C8:1 | 30541-7 | Octenoylcarnitine (C8:1):SCnc:Pt:Ser/Plas:Qn: | Flow Injection Analysis-Tandem Mass Spectrometry (FIA-MS/MS)
2017-10-20 | ACRNS | Acylcarnitines, Quantitative, Serum | 92151 | Octanoylcarnitine, C8 | 30540-9 | Octanoylcarnitine (C8):SCnc:Pt:Ser/Plas:Qn: | Flow Injection Analysis-Tandem Mass Spectrometry (FIA-MS/MS)
2017-10-20 | CAH2T | Congenital Adrenal Hyperplasia Newborn Screen, Blood Spot | 42208 | Androstenedione | 53343-0 | Androstenedione:MCnc:Pt:Bld.dot:Qn: | Liquid Chromatography Tandem Mass Spectrometry (LC-MS/MS) Portions of this test are covered by patents held by Quest Diagnostics
2017-10-13 | TBPZA | Susceptibility, Mycobacterium tuberculosis Complex, Pyrazinamide, Varies | TBPZA | Susceptibility, Mtb Complex, PZA | 56026-8 | Pyrazinamide 300.0 ug/mL:Susc:Pt:Isolate:OrdQn:Method for Slow-growing mycobacteria | Broth Dilution at Critical Drug Concentrations
2017-10-13 | LPAGF | Lymphocyte Proliferation to Antigens, Blood | 32326 | Viab of Lymphs at Day 0 | 33193-4 | Viable cells/100 cells:NFr:Pt:Bld:Qn: | Flow Cytometry
2017-10-13 | LPMGF | Lymphocyte Proliferation to Mitogens, Blood | 32318 | Viab of Lymphs at Day 0 | 33193-4 | Viable cells/100 cells:NFr:Pt:Bld:Qn: | Flow Cytometry
2017-10-12 | FASQN | Antidepressant Drug Screen, Ur, Quantitative | Z3350 | Antidepressant Screen | 32136-4 | Antidepressants:PrThr:Pt:Urine:Ord: | Immunoassay (IA); Liquid Chromatography/Tandem Mass Spectrometry (LC/MS/MS)
2017-10-11 | FMMM | Mephedrone, MDPV and Methylone, Urine | Z3417 | Mephedrone | Unable to Verify |  | Liquid Chromatography/Tandem Mass Spectrometry (LC/MS/MS) - Screen and Confirmation; if applicable
2017-10-06 | LASF1 | Lactic Acid, Spinal Fluid | LASF1 | Lactic Acid, CSF | 2520-5 | Lactate:SCnc:Pt:CSF:Qn: | Colorimetric
2017-10-06 | CPAPD | Conventional Smear-Diagnostic, Varies | CY037 | Pap Test Source | 19763-2 | Specimen source:Prid:Pt:Cvx/Vag:Nom:Cyto stain | Light Microscopy
2017-10-06 | CPAPS | Conventional Smear-Screen, Varies | CY032 | Pap Test Source | 19763-2 | Specimen source:Prid:Pt:Cvx/Vag:Nom:Cyto stain | Light Microscopy
2017-10-06 | DTHPV | ThinPrep Diagnostic with Human Papillomavirus (HPV) Reflex, Varies | CY012 | Pap Test Source | 19763-2 | Specimen source:Prid:Pt:Cvx/Vag:Nom:Cyto stain | Light Microscopy/Real-Time Polymerase Chain Reaction (PCR)
2017-10-06 | DTPCO | ThinPrep with Human Papillomavirus (HPV) Co-Test-Diagnostic, Varies | CY002 | Pap Test Source | 19763-2 | Specimen source:Prid:Pt:Cvx/Vag:Nom:Cyto stain | ThinPrep Pap Cytology Screening by Light Microscopy/Real-Time Polymerase Chain Reaction
2017-10-06 | TCD4 | CD4 Count for Immune Monitoring, Blood | CMTTC | Comment | 69052-9 | Flow cytometry specialist review:Imp:Pt:XXX:Nar: | Flow Cytometry
2017-10-06 | HPVHL | Human Papillomavirus (HPV) High/Low Risk, In Situ Hybridization | 71201 | Report electronically signed by | 19139-5 | Pathologist name:Pn:Pt:Provider:Nom: | In Situ Hybridization (ISH)
2017-10-06 | HPVLR | Human Papillomavirus (HPV) Low Risk, In Situ Hybridization | 71204 | Interpretation | 50595-8 | Pathologist interpretation:Imp:Pt:XXX:Nom: | In Situ Hybridization (ISH)
2017-10-06 | HPVLR | Human Papillomavirus (HPV) Low Risk, In Situ Hybridization | 71206 | Report electronically signed by | 19139-5 | Pathologist name:Pn:Pt:Provider:Nom: | In Situ Hybridization (ISH)
2017-10-06 | AHDV | Hepatitis D Virus Total Antibodies, Serum | 9209 | HDV Total Ab, S | 40727-0 | Hepatitis D virus Ab:PrThr:Pt:Ser:Ord:IA | Enzyme Immunoassay (EIA)
2017-10-06 | HHV6V | Human Herpesvirus-6, Molecular Detection, PCR, Spinal Fluid | 56092 | HHV-6 PCR, Varies | 33942-4 | Herpes virus 6 DNA:PrThr:Pt:CSF:Ord:Probe.amp.tar | Real-Time Polymerase Chain Reaction (PCR)/DNA Probe Hybridization
2017-10-06 | HPVHL | Human Papillomavirus (HPV) High/Low Risk, In Situ Hybridization | 71199 | Interpretation | 50595-8 | Pathologist interpretation:Imp:Pt:XXX:Nom: | In Situ Hybridization (ISH)
2017-10-06 | AMPIP | Amyloid Protein Identification, Paraffin, Mass Spectrometry | 71185 | Interpretation | 50595-8 | Pathologist interpretation:Imp:Pt:XXX:Nom: | Histological Stain/Liquid Chromatography Tandem Mass Spectrometry (LC-MS/MS)
2017-10-06 | AMPIP | Amyloid Protein Identification, Paraffin, Mass Spectrometry | 71187 | Report electronically signed by | 19139-5 | Pathologist name:Pn:Pt:Provider:Nom: | Histological Stain/Liquid Chromatography Tandem Mass Spectrometry (LC-MS/MS)
2017-10-06 | PBGD_ | Porphobilinogen Deaminase, Whole Blood | 4022 | PBG Deaminase, WB | 12810-8 | Porphobilinogen deaminase:CCnc:Pt:Bld:Qn: | Enzymatic End Point/Spectrofluorometric
2017-10-06 | PBGDW | Porphobilinogen Deaminase, Washed Erythrocytes | 31944 | PBG Deaminase, RBC | 2812-6 | Porphobilinogen deaminase:CCnc:Pt:RBC:Qn: | Enzymatic End Point/Spectrofluorometric
2017-09-22 | PNYA | Phenytoin, Total, Serum | PNYA | Phenytoin, Total, S | 3968-5 | Phenytoin:MCnc:Pt:Ser/Plas:Qn: | Kinetic Interaction of Microparticles in a Solution (KIMS)
2017-09-22 | PNYF | Phenytoin, Free, Serum | PNYF | Phenytoin, Free, S | 3969-3 | Phenytoin.free:MCnc:Pt:Ser/Plas:Qn: | Membrane Separation/Kinetic Interaction Microparticles in Solution (KIMS)
2017-09-22 | CALU | Calcium, 24 Hour, Urine | CA24 | Calcium, 24 HR, U | 6874-2 | Calcium:MRat:24H:Urine:Qn: | Photometric
2017-09-19 | LACS1 | Lactate, Plasma | LACS1 | Lactate, P | 2524-7 | Lactate:SCnc:Pt:Ser/Plas:Qn: | Colorimetric
2017-09-19 | NUT1F | NUTM1 (15q14) Rearrangement, FISH, Tissue | 92323 | Result Summary | 50397-9 | Molecular diagnostic overall interpretation:PrThr:Pt:Bld/Tiss:Ord:Molgen | Fluorescence In Situ Hybridization (FISH)
2017-09-19 | TFEBF | Renal Cell Carcinoma, 6p21.1 (TFEB) Rearrangement, FISH, Tissue | 92350 | Result Summary | 50397-9 | Molecular diagnostic overall interpretation:PrThr:Pt:Bld/Tiss:Ord:Molgen | Fluorescence In Situ Hybridization (FISH)
2017-09-19 | NR4A3 | NR4A3 (9q22.33) Rearrangement, FISH, Tissue | 92340 | Result Summary | 50397-9 | Molecular diagnostic overall interpretation:PrThr:Pt:Bld/Tiss:Ord:Molgen | Fluorescence In Situ Hybridization (FISH)
2017-09-19 | LCMAL | Malaria, Molecular Detection, PCR, Varies | 87860 | Malaria PCR | 47260-5 | Plasmodium sp DNA:Prid:Pt:Bld:Nom:Probe.amp.tar | Real-Time Polymerase Chain Reaction (PCR)/DNA Probe Hybridization
2017-09-19 | BILAO | Biliary Tract Malignancy, FISH, Varies | 71918 | Result Summary | 50397-9 | Molecular diagnostic overall interpretation:PrThr:Pt:Bld/Tiss:Ord:Molgen | Fluorescence In Situ Hybridization (FISH)
2017-09-19 | PGN | Pregabalin, Serum | 65119 | Pregabalin, S | 47414-8 | Pregabalin:MCnc:Pt:Ser/Plas:Qn: | Liquid Chromatography Tandem Mass Spectrometry (LC-MS/MS)
2017-09-19 | LMALP | Malaria PCR with Parasitemia Reflex, Varies | 37116 | Malaria PCR w/ Parasitemia | 47260-5 | Plasmodium sp DNA:Prid:Pt:Bld:Nom:Probe.amp.tar | Real-Time Polymerase Chain Reaction (PCR)/DNA Probe Hybridization
2017-09-19 | SERPZ | SERPINA1 Gene, Full Gene Analysis, Varies | 113178 | Result Summary | 50397-9 | Molecular diagnostic overall interpretation:PrThr:Pt:Bld/Tiss:Ord:Molgen | Polymerase Chain Reaction (PCR) Amplification/DNA Sequencing
2017-09-15 | PENL | Penicillium chrysogenum, IgE, Serum | PENL | Penicillium, IgE | 6212-5 | Penicillium notatum Ab.IgE:ACnc:Pt:Ser:Qn: | Fluorescence Enzyme Immunoassay (FEIA)
2017-09-15 | URBRP | Ureaplasma species, Molecular Detection, PCR, Blood | UBSRC | Specimen Source | 31208-2 | Specimen source:Prid:Pt:XXX:Nom: | Real-Time Polymerase Chain Reaction (PCR) using LightCycler and Fluorescent Resonance Energy Transfer (FRET)
2017-09-15 | URPRP | Ureaplasma species, Molecular Detection, PCR, Plasma | UPSRC | Specimen Source | 31208-2 | Specimen source:Prid:Pt:XXX:Nom: | Real-Time Polymerase Chain Reaction (PCR) using LightCycler and Fluorescent Resonance Energy Transfer (FRET)
2017-09-15 | MCLIP | Phospholipid (Cardiolipin) Antibodies, IgM, Serum | MCLIP | Phospholipid Ab IgM, S | 3182-3 | Cardiolipin Ab.IgM:ACnc:Pt:Ser:Qn:IA | Enzyme-Linked Immunosorbent Assay (ELISA)
2017-09-15 | CHRGB | Chimerism-Recipient Germline (Pretransplant), Varies | MP007 | Donor | 44780-5 | Organ donor ID number:ID:Pt:^Donor:Nar: | Polymerase Chain Reaction (PCR) Amplification/Capillary Electrophoresis
2017-09-15 | MHBRP | Metamycoplasma hominis, Molecular Detection, PCR, Blood | MBSRC | Specimen Source | 31208-2 | Specimen source:Prid:Pt:XXX:Nom: | Real-Time Polymerase Chain Reaction (PCR) using LightCycler and Fluorescent Resonance Energy Transfer (FRET)
2017-09-15 | MHPRP | Metamycoplasma hominis, Molecular Detection, PCR, Plasma | MPSRC | Specimen Source | 31208-2 | Specimen source:Prid:Pt:XXX:Nom: | Real-Time Polymerase Chain Reaction (PCR) using LightCycler and Fluorescent Resonance Energy Transfer (FRET)
2017-09-15 | KKRP | Kingella kingae, Molecular Detection, PCR, Varies | KKSRC | Specimen Source | 31208-2 | Specimen source:Prid:Pt:XXX:Nom: | Real-Time Polymerase Chain Reaction (PCR)
2017-09-15 | SPNEU | Streptococcus pneumoniae Antigen, Random, Urine | 83150 | Streptococcus pneumoniae Ag, U | 77949-6 | Streptococcus pneumoniae Ag:PrThr:Pt:Urine:Ord:IA.rapid | Immunochromatographic Membrane Assay
2017-09-15 | ACLIP | Phospholipid (Cardiolipin) Antibodies, IgA, Serum | ACLIP | Phospholipid Ab IgA, S | 5076-5 | Cardiolipin Ab.IgA:ACnc:Pt:Ser:Qn:IA | Enzyme-Linked Immunosorbent Assay (ELISA)
2017-09-15 | SBWB | Antimony, Blood | 64273 | Antimony, B | 5578-0 | Antimony:MCnc:Pt:Bld:Qn: | Inductively Coupled Plasma Mass Spectrometry (ICP-MS)
2017-09-15 | MOWB | Molybdenum, Blood | 64272 | Molybdenum, B | 5696-0 | Molybdenum:MCnc:Pt:Bld:Qn: | Inductively Coupled Plasma Mass Spectrometry (ICP-MS)
2017-09-15 | BIWB | Bismuth, Blood | 64274 | Bismuth, B | 8161-2 | Bismuth:MCnc:Pt:Bld:Qn: | Inductively Coupled Plasma Mass Spectrometry (ICP-MS)
2017-09-15 | FUROC | UroVysion for Detection of Bladder Cancer, Urine | 54675 | Result | 82251-0 | Chromosome 3 & 7 & 17 aneuploidy & chromosome region 9p21 deletion:Find:Pt:Urine:Doc:FISH | Fluorescence In Situ Hybridization (FISH) using DNA Probes
2017-09-15 | FUROC | UroVysion for Detection of Bladder Cancer, Urine | 54676 | Interpretation | 69047-9 | Geneticist review:Imp:Pt:XXX:Nar: | Fluorescence In Situ Hybridization (FISH) using DNA Probes
2017-09-15 | FUROC | UroVysion for Detection of Bladder Cancer, Urine | 54678 | Specimen | 31208-2 | Specimen source:Prid:Pt:XXX:Nom: | Fluorescence In Situ Hybridization (FISH) using DNA Probes
2017-09-15 | URBRP | Ureaplasma species, Molecular Detection, PCR, Blood | 44133 | Ureaplasma parvum PCR, B | 69933-0 | Ureaplasma parvum DNA:PrThr:Pt:XXX:Ord:Probe.amp.tar | Real-Time Polymerase Chain Reaction (PCR) using LightCycler and Fluorescent Resonance Energy Transfer (FRET)
2017-09-15 | URPRP | Ureaplasma species, Molecular Detection, PCR, Plasma | 44135 | Ureaplasma urealyticum PCR, P | 51988-4 | Ureaplasma urealyticum DNA:PrThr:Pt:XXX:Ord:Probe.amp.tar | Real-Time Polymerase Chain Reaction (PCR) using LightCycler and Fluorescent Resonance Energy Transfer (FRET)
2017-09-15 | URPRP | Ureaplasma species, Molecular Detection, PCR, Plasma | 44136 | Ureaplasma parvum PCR, P | 69933-0 | Ureaplasma parvum DNA:PrThr:Pt:XXX:Ord:Probe.amp.tar | Real-Time Polymerase Chain Reaction (PCR) using LightCycler and Fluorescent Resonance Energy Transfer (FRET)
2017-09-15 | KKRP | Kingella kingae, Molecular Detection, PCR, Varies | 48324 | Kingella kingae PCR | 65809-6 | Kingella kingae DNA:PrThr:Pt:XXX:Ord:Probe.amp.tar | Real-Time Polymerase Chain Reaction (PCR)
2017-09-15 | KKBRP | Kingella kingae, Molecular Detection, PCR, Blood | 48338 | Kingella kingae PCR, B | 65809-6 | Kingella kingae DNA:PrThr:Pt:XXX:Ord:Probe.amp.tar | Real-Time Polymerase Chain Reaction (PCR)
2017-09-15 | MPSBS | Mucopolysaccharidosis, Blood Spot | 43695 | Interpretation (MPSBS) | 59462-2 | Clinical biochemist review:Imp:Pt:XXX:Nar: | Liquid Chromatography Tandem Mass Spectrometry (LC-MS/MS)
2017-09-15 | URBRP | Ureaplasma species, Molecular Detection, PCR, Blood | 44132 | Ureaplasma urealyticum PCR, B | 51988-4 | Ureaplasma urealyticum DNA:PrThr:Pt:XXX:Ord:Probe.amp.tar | Real-Time Polymerase Chain Reaction (PCR) using LightCycler and Fluorescent Resonance Energy Transfer (FRET)
2017-09-06 | FCYTP | Cytokine Panel 13, Serum | Z4731 | Interleukin 17 | 82334-4 | Interleukin 17A:MCnc:Pt:Ser/Plas:Qn: | Quantitative Multiplex Bead Assay
2017-09-06 | ZMMLS | Antimicrobial Susceptibility, Aerobic Bacteria, MIC | ZMMLS | Susceptibility, Aerobic, MIC | 21070-8 | Antibiotic XXX:Susc:Pt:Isolate:OrdQn:MIC | Minimum Inhibitory Concentration (MIC) by Agar Dilution
2017-09-06 | DIG | Digoxin, Serum | DIG | Digoxin, S | 83093-5 | Digoxin:MCnc:Pt:Ser/Plas:Qn:IA | Electrochemiluminescent Immunoassay
2017-08-31 | PALB | Prealbumin, Serum | PALB | Prealbumin (PAB), S | 46130-1 | Prealbumin:MCnc:Pt:Ser/Plas:Qn:Nephelometry | Nephelometry
2017-08-29 | HBAB | Hepatitis B Virus Surface Antibody, Qualitative/Quantitative, Serum | HBSQN | HBs Antibody, Quantitative, S | 5193-8 | Hepatitis B virus surface Ab:ACnc:Pt:Ser/Plas:Qn:IA | Electrochemiluminescence Immunoassay (ECLIA)
2017-08-29 | HBABP | Hepatitis B Virus Surface Antibody Prenatal, Qualitative/Quantitative, Serum | HBSQN | HBs Antibody, Quantitative, S | 5193-8 | Hepatitis B virus surface Ab:ACnc:Pt:Ser/Plas:Qn:IA | Electrochemiluminescence Immunoassay (ECLIA)
2017-08-29 | HBBSN | Hepatitis B Virus Surface Antibody Screen, Qualitative/Quantitative, Serum | HBSQN | HBs Antibody, Quantitative, S | 5193-8 | Hepatitis B virus surface Ab:ACnc:Pt:Ser/Plas:Qn:IA | Electrochemiluminescence Immunoassay (ECLIA)
2017-08-29 | HAIGM | Hepatitis A Virus IgM Antibody, Serum | HAIGM | Hepatitis A IgM Ab, S | 13950-1 | Hepatitis A virus Ab.IgM:PrThr:Pt:Ser/Plas:Ord:IA | Electrochemiluminescence Immunoassay (ECLIA)
2017-08-29 | HERGM | HER2, Gastric/Esophageal, Semi-Quantitative Immunohistochemistry, Manual | 70985 | Interpretation | 50595-8 | Pathologist interpretation:Imp:Pt:XXX:Nom: | Ventana Pathway Immunoperoxidase Stain with Manual Semi-Quantitative Immunohistochemistry
2017-08-29 | HERGN | HER2, Gastric/Esophageal, Semi-Quantitative Immunohistochemistry, Manual, No Reflex | 70990 | Interpretation | 50595-8 | Pathologist interpretation:Imp:Pt:XXX:Nom: | Ventana Pathway Immunoperoxidase Stain with Manual Semi-Quantitative Immunohistochemistry
2017-08-29 | HCVQN | Hepatitis C Virus (HCV) RNA Detection and Quantification by Real-Time Reverse Transcription-PCR, Serum | 97291 | HCV RNA Detect/Quant, S | 11011-4 | Hepatitis C virus RNA:ACnc:Pt:Ser/Plas:Qn:Probe.amp.tar | Real-Time Reverse Transcription-Polymerase Chain Reaction (RT-PCR)
2017-08-23 | TRYPU | Tryptophan, Random, Urine | 34618 | Interpretation (TRYPU) | 59462-2 | Clinical biochemist review:Imp:Pt:XXX:Nar: | Liquid Chromatography Tandem Mass Spectrometry (LC-MS/MS)
2017-08-23 | MTBT | Mycobacterium tuberculosis Complex, Molecular Detection, PCR, Paraffin, Tissue | SRCTB | MTB Complex PCR, FFPE, Source | 31208-2 | Specimen source:Prid:Pt:XXX:Nom: | Real-Time Polymerase Chain Reaction (PCR)
2017-08-23 | MTBT | Mycobacterium tuberculosis Complex, Molecular Detection, PCR, Paraffin, Tissue | TBRR | MTB Complex PCR, FFPE, Result | 38379-4 | Mycobacterium tuberculosis complex DNA:PrThr:Pt:XXX:Ord:Probe.amp.tar | Real-Time Polymerase Chain Reaction (PCR)
2017-08-23 | FLARP | Free-Living Amebae, Molecular Detection, PCR, Varies | SSFLA | Specimen Source | 31208-2 | Specimen source:Prid:Pt:XXX:Nom: | Real-Time Polymerase Chain Reaction (PCR)/TaqMan DNA Probe Hybridization
2017-08-23 | CIMT | Coccidioides immitis/posadasii, Molecular Detection, PCR, Paraffin, Tissue | SRCCI | Coccidioides PCR, FFPE, Source | 31208-2 | Specimen source:Prid:Pt:XXX:Nom: | Real-Time Polymerase Chain Reaction (PCR)
2017-08-23 | ACARP | Acanthamoeba species Molecular Detection, PCR, Ocular | SRCAS | Specimen Source | 31208-2 | Specimen source:Prid:Pt:XXX:Nom: | Real-Time Polymerase Chain Reaction (PCR)/ DNA Probe Hybridization
2017-08-23 | FER | Semen Analysis, Semen | CLST1 | Collection Site | 56816-2 | Patient location:Loc:Pt:^Patient:Nom: | Manual
2017-08-23 | POSV | Post Vasectomy Check, Semen | CLST1 | Collection Site | 56816-2 | Patient location:Loc:Pt:^Patient:Nom: | Manual
2017-08-23 | FROS2 | Fructose, Qualitative, Semen | CLSM | Collection Site | 56816-2 | Patient location:Loc:Pt:^Patient:Nom: | Qualitative
2017-08-23 | HTLVL | Human T-Cell Lymphotropic Virus Types I and II (HTLV-I/-II) Antibody Confirmation, Serum | 83277 | HTLV-I/-II Ab Confirmation, S | 22362-8 | HTLV I+II Ab:PrThr:Pt:Ser:Ord: | Line Immunoassay (LIA)
2017-08-23 | ALBFL | Albumin, Body Fluid | ALBF | Albumin BF | 1747-5 | Albumin:MCnc:Pt:Body fld:Qn: | Colorimetric
2017-08-23 | FLARP | Free-Living Amebae, Molecular Detection, PCR, Varies | 38063 | Balamuthia mandrillaris PCR | 41432-6 | Balamuthia mandrillaris DNA:PrThr:Pt:XXX:Ord:Probe.amp.tar | Real-Time Polymerase Chain Reaction (PCR)/TaqMan DNA Probe Hybridization
2017-08-23 | HGEMP | Hydroxyglutaric Acids, Glutaric Acid, Ethylmalonic Acid, and Methylsuccinic Acid, Plasma | 36067 | Interpretation (HGEMP) | 59462-2 | Clinical biochemist review:Imp:Pt:XXX:Nar: | Liquid Chromatography Tandem Mass Spectrometry (LC-MS/MS)
2017-08-23 | ACARP | Acanthamoeba species Molecular Detection, PCR, Ocular | 38058 | Acanthamoeba species PCR | 41429-2 | Acanthamoeba sp DNA:PrThr:Pt:XXX:Ord:Probe.amp.tar | Real-Time Polymerase Chain Reaction (PCR)/ DNA Probe Hybridization
2017-08-23 | FLARP | Free-Living Amebae, Molecular Detection, PCR, Varies | 38061 | Acanthamoeba species PCR | 41429-2 | Acanthamoeba sp DNA:PrThr:Pt:XXX:Ord:Probe.amp.tar | Real-Time Polymerase Chain Reaction (PCR)/TaqMan DNA Probe Hybridization
2017-08-23 | HGEMP | Hydroxyglutaric Acids, Glutaric Acid, Ethylmalonic Acid, and Methylsuccinic Acid, Plasma | 36062 | 2-OH Glutaric acid | 69845-6 | 2-Hydroxyglutarate:SCnc:Pt:Ser/Plas:Qn: | Liquid Chromatography Tandem Mass Spectrometry (LC-MS/MS)
2017-08-23 | HGEMP | Hydroxyglutaric Acids, Glutaric Acid, Ethylmalonic Acid, and Methylsuccinic Acid, Plasma | 36063 | 3-OH Glutaric acid | 69851-4 | 3-Hydroxyglutarate:SCnc:Pt:Ser/Plas:Qn: | Liquid Chromatography Tandem Mass Spectrometry (LC-MS/MS)
2017-08-23 | HGEMP | Hydroxyglutaric Acids, Glutaric Acid, Ethylmalonic Acid, and Methylsuccinic Acid, Plasma | 36064 | Glutaric acid | 27301-1 | Glutarate:SCnc:Pt:Ser/Plas:Qn: | Liquid Chromatography Tandem Mass Spectrometry (LC-MS/MS)
2017-08-23 | HGEMP | Hydroxyglutaric Acids, Glutaric Acid, Ethylmalonic Acid, and Methylsuccinic Acid, Plasma | 36065 | Methylsuccinic acid | 69829-0 | Methylsuccinate:SCnc:Pt:Ser/Plas:Qn: | Liquid Chromatography Tandem Mass Spectrometry (LC-MS/MS)
2017-08-23 | HGEMP | Hydroxyglutaric Acids, Glutaric Acid, Ethylmalonic Acid, and Methylsuccinic Acid, Plasma | 36066 | Ethylmalonic acid | 79476-8 | Ethylmalonate:SCnc:Pt:Ser/Plas:Qn: | Liquid Chromatography Tandem Mass Spectrometry (LC-MS/MS)
2017-08-23 | HGEMS | Hydroxyglutaric Acids, Glutaric Acid, Ethylmalonic Acid, and Methylsuccinic Acid, Serum | 36055 | 2-OH Glutaric acid | 69845-6 | 2-Hydroxyglutarate:SCnc:Pt:Ser/Plas:Qn: | Liquid Chromatography Tandem Mass Spectrometry (LC-MS/MS)
2017-08-23 | HGEMS | Hydroxyglutaric Acids, Glutaric Acid, Ethylmalonic Acid, and Methylsuccinic Acid, Serum | 36056 | 3-OH Glutaric acid | 69851-4 | 3-Hydroxyglutarate:SCnc:Pt:Ser/Plas:Qn: | Liquid Chromatography Tandem Mass Spectrometry (LC-MS/MS)
2017-08-23 | HGEMS | Hydroxyglutaric Acids, Glutaric Acid, Ethylmalonic Acid, and Methylsuccinic Acid, Serum | 36057 | Glutaric acid | 27301-1 | Glutarate:SCnc:Pt:Ser/Plas:Qn: | Liquid Chromatography Tandem Mass Spectrometry (LC-MS/MS)
2017-08-23 | HGEMS | Hydroxyglutaric Acids, Glutaric Acid, Ethylmalonic Acid, and Methylsuccinic Acid, Serum | 36058 | Methylsuccinic acid | 69829-0 | Methylsuccinate:SCnc:Pt:Ser/Plas:Qn: | Liquid Chromatography Tandem Mass Spectrometry (LC-MS/MS)
2017-08-23 | HGEMS | Hydroxyglutaric Acids, Glutaric Acid, Ethylmalonic Acid, and Methylsuccinic Acid, Serum | 36059 | Ethylmalonic acid | 79476-8 | Ethylmalonate:SCnc:Pt:Ser/Plas:Qn: | Liquid Chromatography Tandem Mass Spectrometry (LC-MS/MS)
2017-08-23 | HGEMS | Hydroxyglutaric Acids, Glutaric Acid, Ethylmalonic Acid, and Methylsuccinic Acid, Serum | 36060 | Interpretation (HGEMS) | 59462-2 | Clinical biochemist review:Imp:Pt:XXX:Nar: | Liquid Chromatography Tandem Mass Spectrometry (LC-MS/MS)
2017-08-23 | TRYPP | Tryptophan, Plasma | 34619 | Interpretation (TRYPP) | 59462-2 | Clinical biochemist review:Imp:Pt:XXX:Nar: | Liquid Chromatography Tandem Mass Spectrometry (LC-MS/MS)
2017-08-23 | PHD2 | Prolyl Hydroxylase Domain-2 (PHD2/EGLN1) Gene Sequencing | 34646 | PHD2 Gene Sequencing Result | 82939-0 | Genetic variant details:Find:Pt:Bld/Tiss:Nar:Molgen | Only orderable as part of a profile. For more information see HEMP / Hereditary Erythrocytosis Mutations. Polymerase Chain Reaction (PCR) Amplification/Sanger Sequence Analysis
2017-08-23 | HIF2A | Hypoxia-Inducible Factor Alpha (EPAS1/HIF2A) Gene, Exons 9 and 12 Sequencing | 34647 | HIF2A Gene Sequencing Result | 82939-0 | Genetic variant details:Find:Pt:Bld/Tiss:Nar:Molgen | Only orderable as part of a profile. For more information see HEMP / Hereditary Erythrocytosis Mutations. Polymerase Chain Reaction (PCR) Amplification/Sanger Sequence Analysis
2017-08-23 | EPOR | Erythropoietin Receptor (EPOR) Gene, Exon 8 Sequencing | 34645 | EPOR Gene Sequencing Result | 82939-0 | Genetic variant details:Find:Pt:Bld/Tiss:Nar:Molgen | Only orderable as part of a profile. For more information see HEMP / Hereditary Erythrocytosis Mutations. Polymerase Chain Reaction (PCR) Amplification/Sanger Sequence Analysis
2017-08-23 | AACSF | Amino Acids, Quantitative, Spinal Fluid | 34573 | Argininosuccinic Acid | 40838-5 | Argininosuccinate:SCnc:Pt:CSF:Qn: | Liquid Chromatography Tandem Mass Spectrometry (LC-MS/MS) Portions of this test are covered by patents held by Quest Diagnostics
2017-08-23 | AACSF | Amino Acids, Quantitative, Spinal Fluid | 34576 | Homocitrulline | 55875-9 | Homocitrulline:SCnc:Pt:CSF:Qn: | Liquid Chromatography Tandem Mass Spectrometry (LC-MS/MS) Portions of this test are covered by patents held by Quest Diagnostics
2017-08-23 | AACSF | Amino Acids, Quantitative, Spinal Fluid | 34577 | Alpha-aminoadipic Acid | 26587-6 | Alpha aminoadipate:SCnc:Pt:CSF:Qn: | Liquid Chromatography Tandem Mass Spectrometry (LC-MS/MS) Portions of this test are covered by patents held by Quest Diagnostics
2017-08-23 | AACSF | Amino Acids, Quantitative, Spinal Fluid | 34578 | Gamma-amino-n-butyric Acid | 26594-2 | Gamma aminobutyrate:SCnc:Pt:CSF:Qn: | Liquid Chromatography Tandem Mass Spectrometry (LC-MS/MS) Portions of this test are covered by patents held by Quest Diagnostics
2017-08-23 | AACSF | Amino Acids, Quantitative, Spinal Fluid | 34580 | Hydroxylysine | 26595-9 | Hydroxylysine:SCnc:Pt:CSF:Qn: | Liquid Chromatography Tandem Mass Spectrometry (LC-MS/MS) Portions of this test are covered by patents held by Quest Diagnostics
2017-08-23 | AACSF | Amino Acids, Quantitative, Spinal Fluid | 34581 | Cystathionine | 26592-6 | Cystathionine:SCnc:Pt:CSF:Qn: | Liquid Chromatography Tandem Mass Spectrometry (LC-MS/MS) Portions of this test are covered by patents held by Quest Diagnostics
2017-08-23 | AACSF | Amino Acids, Quantitative, Spinal Fluid | 34582 | Tryptophan | 26602-3 | Tryptophan:SCnc:Pt:CSF:Qn: | Liquid Chromatography Tandem Mass Spectrometry (LC-MS/MS) Portions of this test are covered by patents held by Quest Diagnostics
2017-08-23 | AACSF | Amino Acids, Quantitative, Spinal Fluid | 34583 | Allo-isoleucine | 22658-9 | Alloisoleucine:SCnc:Pt:CSF:Qn: | Liquid Chromatography Tandem Mass Spectrometry (LC-MS/MS) Portions of this test are covered by patents held by Quest Diagnostics
2017-08-23 | 6MAMU | 6-Monoacetylmorphine Confirmation, Random, Urine | 30983 | 6-Monoacetylmorphine by GC/MS | 19593-3 | 6-Monoacetylmorphine:MCnc:Pt:Urine:Qn:Confirm | Gas Chromatography Mass Spectrometry (GC-MS)
2017-08-23 | AACSF | Amino Acids, Quantitative, Spinal Fluid | 34566 | Hydroxyproline | 26596-7 | Hydroxyproline:SCnc:Pt:CSF:Qn: | Liquid Chromatography Tandem Mass Spectrometry (LC-MS/MS) Portions of this test are covered by patents held by Quest Diagnostics
2017-08-23 | AACSF | Amino Acids, Quantitative, Spinal Fluid | 34568 | Ethanolamine | 26593-4 | Ethanolamine:SCnc:Pt:CSF:Qn: | Liquid Chromatography Tandem Mass Spectrometry (LC-MS/MS) Portions of this test are covered by patents held by Quest Diagnostics
2017-08-23 | AACSF | Amino Acids, Quantitative, Spinal Fluid | 34572 | 3-Methylhistidine | 26585-0 | 3-Methylhistidine:SCnc:Pt:CSF:Qn: | Liquid Chromatography Tandem Mass Spectrometry (LC-MS/MS) Portions of this test are covered by patents held by Quest Diagnostics
2017-08-23 | SZDIA | Sezary Diagnostic Flow Cytometry, Blood | CK129 | Microscopic Description | 22635-7 | Path report.microscopic observation:Prid:Pt:Specimen:Nar:XXX stain | Immunophenotyping
2017-08-23 | SZMON | Sezary Monitoring Flow Cytometry, Blood | CK133 | Microscopic Description | 22635-7 | Path report.microscopic observation:Prid:Pt:Specimen:Nar:XXX stain | Immunophenotyping
2017-08-23 | NUT1F | NUTM1 (15q14) Rearrangement, FISH, Tissue | 92331 | Disclaimer | 62364-5 | Test performance information:Find:Pt:XXX:Nar: | Fluorescence In Situ Hybridization (FISH)
2017-08-23 | TFEBF | Renal Cell Carcinoma, 6p21.1 (TFEB) Rearrangement, FISH, Tissue | 92358 | Disclaimer | 62364-5 | Test performance information:Find:Pt:XXX:Nar: | Fluorescence In Situ Hybridization (FISH)
2017-08-23 | NR4A3 | NR4A3 (9q22.33) Rearrangement, FISH, Tissue | 92348 | Disclaimer | 62364-5 | Test performance information:Find:Pt:XXX:Nar: | Fluorescence In Situ Hybridization (FISH)
2017-08-23 | MSFGN | Fibrillary Glomerulonephritis Confirmation, Mass Spectrometry, Paraffin Tissue | BA0393 | Disclaimer | 62364-5 | Test performance information:Find:Pt:XXX:Nar: | Liquid Chromatography Tandem Mass Spectrometry (LC-MS/MS)
2017-08-23 | HPCUT | Hematopathology Consultation, Client Embed | 71750 | Disclaimer | 62364-5 | Test performance information:Find:Pt:XXX:Nar: | Medical Interpretation
2017-08-23 | KINM | Ki-67(MIB-1), Gastrointestinal/Pancreatic Neuroendocrine Tumors, Quantitative Immunohistochemistry, Manual | 71678 | Disclaimer | 62364-5 | Test performance information:Find:Pt:XXX:Nar: | This is not an orderable test. Order PATHC / Pathology Consultation. The consultant will determine the need for special stains. Immunohistochemistry, Semi- Quantitation, Hot-Spot Technique
2017-08-23 | KIBM | Ki67 Breast IHC Manual | 71673 | Disclaimer | 62364-5 | Test performance information:Find:Pt:XXX:Nar: | Immunohistochemistry, Manual Semi-Quantitation
2017-08-23 | ALPRT | Alport (Collagen IV Alpha 5 and Alpha 2) Immunofluorescent Stain, Renal Biopsy | 71619 | Disclaimer | 62364-5 | Test performance information:Find:Pt:XXX:Nar: | Direct Immunofluorescence
2017-08-23 | ERPR | Estrogen/Progesterone Receptor, Semi-Quantitative Immunohistochemistry, Manual | 71620 | Disclaimer | 62364-5 | Test performance information:Find:Pt:XXX:Nar: | Semi-Quantitative Immunohistochemistry
2017-08-23 | HERGM | HER2, Gastric/Esophageal, Semi-Quantitative Immunohistochemistry, Manual | 71625 | Disclaimer | 62364-5 | Test performance information:Find:Pt:XXX:Nar: | Ventana Pathway Immunoperoxidase Stain with Manual Semi-Quantitative Immunohistochemistry
2017-08-23 | HERGN | HER2, Gastric/Esophageal, Semi-Quantitative Immunohistochemistry, Manual, No Reflex | 71626 | Disclaimer | 62364-5 | Test performance information:Find:Pt:XXX:Nar: | Ventana Pathway Immunoperoxidase Stain with Manual Semi-Quantitative Immunohistochemistry
2017-08-23 | KI67B | Ki-67(MIB-1), Breast, Quantitative Immunohistochemistry, Automated | 71627 | Disclaimer | 62364-5 | Test performance information:Find:Pt:XXX:Nar: | Immunohistochemistry, Automated Quantitation
2017-08-23 | KINET | Ki-67(MIB-1), Gastrointestinal/Pancreatic Neuroendocrine Tumors, Quantitative Immunohistochemistry, Automated | 71628 | Disclaimer | 62364-5 | Test performance information:Find:Pt:XXX:Nar: | Immunohistochemistry, Automated Quantitation, Hot-Spot Technique
2017-08-23 | SUBIF | Immunoglobulin G (IgG) Subtypes Immunofluorescence, Tissue | 71618 | Disclaimer | 62364-5 | Test performance information:Find:Pt:XXX:Nar: | Direct Immunofluorescence
2017-08-23 | PLAIF | Phospholipase A2 Receptor (PLA2R), Renal Biopsy | 71617 | Disclaimer | 62364-5 | Test performance information:Find:Pt:XXX:Nar: | Immunofluorescence
2017-08-23 | RPCWT | Renal Pathology Consultation, Wet Tissue | 71615 | Disclaimer | 62364-5 | Test performance information:Find:Pt:XXX:Nar: | Pathology Consultation
2017-08-23 | CNSA | Central Nervous System Consultation, Autopsy, Varies | 71589 | Disclaimer | 62364-5 | Test performance information:Find:Pt:XXX:Nar: | Stain
2017-08-23 | HPVE6 | Human Papillomavirus (HPV) High-Risk E6/E7, RNA In Situ Hybridization | 71597 | Disclaimer | 62364-5 | Test performance information:Find:Pt:XXX:Nar: | In Situ Hybridization (ISH)
2017-08-23 | HPVHL | Human Papillomavirus (HPV) High/Low Risk, In Situ Hybridization | 71594 | Disclaimer | 62364-5 | Test performance information:Find:Pt:XXX:Nar: | In Situ Hybridization (ISH)
2017-08-23 | HPVLR | Human Papillomavirus (HPV) Low Risk, In Situ Hybridization | 71595 | Disclaimer | 62364-5 | Test performance information:Find:Pt:XXX:Nar: | In Situ Hybridization (ISH)
2017-08-23 | JCV | JC Virus Detection by In Situ Hybridization | 71596 | Disclaimer | 62364-5 | Test performance information:Find:Pt:XXX:Nar: | In Situ Hybridization (ISH)
2017-08-23 | AMPIP | Amyloid Protein Identification, Paraffin, Mass Spectrometry | 71592 | Disclaimer | 62364-5 | Test performance information:Find:Pt:XXX:Nar: | Histological Stain/Liquid Chromatography Tandem Mass Spectrometry (LC-MS/MS)
2017-08-23 | ANPAT | Anatomic Pathology Consultation, Wet Tissue | 71584 | Disclaimer | 62364-5 | Test performance information:Find:Pt:XXX:Nar: | Medical Interpretation
2017-08-23 | CPAPD | Conventional Smear-Diagnostic, Varies | 71573 | Disclaimer | 62364-5 | Test performance information:Find:Pt:XXX:Nar: | Light Microscopy
2017-08-23 | CPAPS | Conventional Smear-Screen, Varies | 71572 | Disclaimer | 62364-5 | Test performance information:Find:Pt:XXX:Nar: | Light Microscopy
2017-08-23 | DEXT | Dermatopathology Consultation, Wet Tissue | 71582 | Disclaimer | 62364-5 | Test performance information:Find:Pt:XXX:Nar: | Formalin-fixed tissues: Process/Embed Serial sections: Hematoxylin and Eosin Stain/Light Microscopy
2017-08-23 | DTHPV | ThinPrep Diagnostic with Human Papillomavirus (HPV) Reflex, Varies | 71577 | Disclaimer | 62364-5 | Test performance information:Find:Pt:XXX:Nar: | Light Microscopy/Real-Time Polymerase Chain Reaction (PCR)
2017-08-23 | DTPCO | ThinPrep with Human Papillomavirus (HPV) Co-Test-Diagnostic, Varies | 71579 | Disclaimer | 62364-5 | Test performance information:Find:Pt:XXX:Nar: | ThinPrep Pap Cytology Screening by Light Microscopy/Real-Time Polymerase Chain Reaction
2017-08-23 | PATHC | Pathology Consultation | 71583 | Disclaimer | 62364-5 | Test performance information:Find:Pt:XXX:Nar:
2017-08-23 | STHPV | ThinPrep Screen with Human Papillomavirus (HPV) Reflex, Varies | 71576 | Disclaimer | 62364-5 | Test performance information:Find:Pt:XXX:Nar: | Light Microscopy/Real-Time Polymerase Chain Reaction (PCR)
2017-08-23 | STPCO | ThinPrep with Human Papillomavirus (HPV) Co-Test-Screen, Varies | 71578 | Disclaimer | 62364-5 | Test performance information:Find:Pt:XXX:Nar: | Light / Real-Time Polymerase Chain Reaction
2017-08-23 | TPRPD | ThinPrep Diagnostic, Varies | 71575 | Disclaimer | 62364-5 | Test performance information:Find:Pt:XXX:Nar: | ThinPrep Pap Cytology Screening by Light Microscopy
2017-08-23 | TPRPS | ThinPrep Screen, Varies | 71574 | Disclaimer | 62364-5 | Test performance information:Find:Pt:XXX:Nar: | ThinPrep Pap Cytology Screening by Light Microscopy
2017-08-23 | CTFNA | Cytology Fine-Needle Aspiration, Varies | 71566 | Disclaimer | 62364-5 | Test performance information:Find:Pt:XXX:Nar: | Light Microscopy
2017-08-23 | CYTNG | Cytology Non-Gynecologic, Varies | 71567 | Disclaimer | 62364-5 | Test performance information:Find:Pt:XXX:Nar: | Light Microscopy
2017-08-23 | FBILM | Biliary Tract Malignancy-Cytology, FISH, Varies | 71570 | Disclaimer | 62364-5 | Test performance information:Find:Pt:XXX:Nar: | Cytology Light Microscopy and Fluorescence In Situ Hybridization (FISH)
2017-08-23 | HPWET | Hematopathology Consultation, MCL Embed | 71103 | Disclaimer | 62364-5 | Test performance information:Find:Pt:XXX:Nar: | Medical Interpretation
2017-08-23 | CMAH | Chromosomal Microarray, Hematologic Disorders, Varies | 54722 | Result | 62356-1 | Chromosome analysis result in ISCN expression:Find:Pt:Bld/Tiss:Nom:Molgen | Chromosomal Microarray (CMA)
2017-08-23 | CMAH | Chromosomal Microarray, Hematologic Disorders, Varies | 54724 | Interpretation | 69965-2 | Clinical cytogeneticist review:Imp:Pt:XXX:Nar: | Chromosomal Microarray (CMA)
2017-08-23 | CMAP | Chromosomal Microarray, Prenatal, Amniotic Fluid/Chorionic Villus Sampling | 54715 | Result | 62356-1 | Chromosome analysis result in ISCN expression:Find:Pt:Bld/Tiss:Nom:Molgen | Chromosomal Microarray (CMA)
2017-08-23 | CMAPT | Chromosomal Microarray, Tumor, Formalin-Fixed Paraffin-Embedded | 54736 | Result | 62356-1 | Chromosome analysis result in ISCN expression:Find:Pt:Bld/Tiss:Nom:Molgen | Chromosomal Microarray (CMA)
2017-08-23 | CMAPT | Chromosomal Microarray, Tumor, Formalin-Fixed Paraffin-Embedded | 54738 | Interpretation | 69965-2 | Clinical cytogeneticist review:Imp:Pt:XXX:Nar: | Chromosomal Microarray (CMA)
2017-08-23 | CMAT | Chromosomal Microarray, Tumor, Fresh or Frozen | 54729 | Result | 62356-1 | Chromosome analysis result in ISCN expression:Find:Pt:Bld/Tiss:Nom:Molgen | Chromosomal Microarray (CMA)
2017-08-23 | CMAT | Chromosomal Microarray, Tumor, Fresh or Frozen | 54731 | Interpretation | 69965-2 | Clinical cytogeneticist review:Imp:Pt:XXX:Nar: | Chromosomal Microarray (CMA)
2017-08-23 | MAMLF | MAML2 (11q21) Rearrangement, Mucoepidermoid Carcinoma (MEC), FISH, Tissue | 53394 | Disclaimer | 62364-5 | Test performance information:Find:Pt:XXX:Nar: | Fluorescence In Situ Hybridization (FISH)
2017-08-23 | MAMLF | MAML2 (11q21) Rearrangement, Mucoepidermoid Carcinoma (MEC), FISH, Tissue | 54691 | Result | 62356-1 | Chromosome analysis result in ISCN expression:Find:Pt:Bld/Tiss:Nom:Molgen | Fluorescence In Situ Hybridization (FISH)
2017-08-23 | MAMLF | MAML2 (11q21) Rearrangement, Mucoepidermoid Carcinoma (MEC), FISH, Tissue | 54692 | Interpretation | 69965-2 | Clinical cytogeneticist review:Imp:Pt:XXX:Nar: | Fluorescence In Situ Hybridization (FISH)
2017-08-23 | PDGF | PDGFB (22q13), Dermatofibrosarcoma Protuberans/Giant Cell Fibroblastoma, FISH, Tissue | 54700 | Interpretation | 69965-2 | Clinical cytogeneticist review:Imp:Pt:XXX:Nar: | Fluorescence In Situ Hybridization (FISH)
2017-08-23 | USPF | USP6 (17p13), Aneurysmal Bone Cyst and Nodular Fasciitis, FISH, Tissue | 54707 | Result | 62356-1 | Chromosome analysis result in ISCN expression:Find:Pt:Bld/Tiss:Nom:Molgen | Fluorescence In Situ Hybridization (FISH)
2017-08-23 | USPF | USP6 (17p13), Aneurysmal Bone Cyst and Nodular Fasciitis, FISH, Tissue | 54708 | Interpretation | 69965-2 | Clinical cytogeneticist review:Imp:Pt:XXX:Nar: | Fluorescence In Situ Hybridization (FISH)
2017-08-23 | LLPT | Leukemia/Lymphoma Immunophenotyping, Flow Cytometry, Tissue | 19571 | Microscopic Description | 22635-7 | Path report.microscopic observation:Prid:Pt:Specimen:Nar:XXX stain | Immunophenotyping
2017-08-23 | NGAML | MayoComplete Acute Myeloid Leukemia, 11-Gene Panel, Varies | 43493 | Disclaimer | 62364-5 | Test performance information:Find:Pt:XXX:Nar: | Next-Generation Sequencing (NGS)
2017-08-21 | CMAP | Chromosomal Microarray, Prenatal, Amniotic Fluid/Chorionic Villus Sampling | 54717 | Interpretation | 69965-2 | Clinical cytogeneticist review:Imp:Pt:XXX:Nar: | Chromosomal Microarray (CMA)
2017-08-17 | PSPTG | Phosphatidylserine/Prothrombin Antibody, IgG, Serum | PSPTG | PS/PT Ab, IgG, S | 85359-8 | Phosphatidylserine-prothrombin complex Ab.IgG:ACnc:Pt:Ser/Plas:Qn:IA | Enzyme-Linked Immunosorbent Assay (ELISA)
2017-08-16 | SGUR | Specific Gravity, Random, Urine | SGUR | Specific Gravity, U | 5810-7 | Specific gravity:Rden:Pt:Urine:Qn:Refractometry | Refractometer
2017-08-16 | SALCA | Salicylate, Serum | SALCA | Salicylate, S | 4024-6 | Salicylates:MCnc:Pt:Ser/Plas:Qn: | Photometric
2017-08-16 | RAMBO | Ammonium, Random, Urine | RAMBO | Ammonium, Random, U | 1842-4 | Ammonia:SCnc:Pt:Urine:Qn: | Enzymatic
2017-08-16 | MMLSA | Antimicrobial Susceptibility, Anaerobic Bacteria, Minimal Inhibitory Concentration, Varies | MMLSA | Susceptibility, Anaerobic, MIC | 50545-3 | Bacterial susceptibility panel:-:Pt:Isolate:OrdQn:MIC | Minimal Inhibitory Concentration (MIC) by Agar Dilution
2017-08-16 | MMLYP | Antimicrobial Susceptibility Panel, Yeast, Varies | MMLYP | Susceptibility Panel, Yeast | 29577-4 | Fungal susceptibility panel:-:Pt:Isolate:OrdQn: | Minimum Inhibitory Concentration (MIC)
2017-08-16 | ACT | Actinomyces Culture, Varies | ACT | Actinomyces Culture | 9816-0 | Actinomyces sp identified:Prid:Pt:XXX:Nom:Organism specific culture | Conventional Culture Techniques
2017-08-16 | COCOA | Cacao/Cocoa, IgE, Serum | COCOA | Cacao/Cocoa, IgE | 6080-6 | Theobroma cacao Ab.IgE:ACnc:Pt:Ser:Qn: | Fluorescence Enzyme Immunoassay (FEIA)
2017-08-16 | MMLNS | Antimicrobial Susceptibility, Nocardia species and other Aerobic Actinomycetes, Varies | MMLNS | Susc, Aerobic Actinomycetes | 29577-4 | Fungal susceptibility panel:-:Pt:Isolate:OrdQn: | Minimum Inhibitory Concentration (MIC)
2017-08-16 | C6FX | C6 Complement, Functional, Serum | C6FX | C6 Complement, Functional, S | 60459-5 | Complement C6.functional:ACnc:Pt:Ser/Plas:Qn: | Automated Liposome Lysis Assay
2017-08-16 | EURO | Phospholipase A2 Receptor, Enzyme Linked Immunosorbent Assay, Serum | EURO | Phospholipase A2 Receptor, ELISA, S | 73737-9 | Phospholipase A2 receptor Ab.IgG:ACnc:Pt:Ser:Qn:IA | Only orderable as part of a profile. For more information see PMND1 / Primary Membranous Nephropathy Diagnostic Cascade, Serum Enzyme-Linked Immunosorbent Assay (ELISA)
2017-08-16 | SCTF | Sex Chromosome Determination, FISH, Tissue | 54575 | Additional Information | 48767-8 | Annotation comment:Imp:Pt:{system}:Nar: | Fluorescence In Situ Hybridization (FISH)
2017-08-16 | GCTF | Germ Cell Tumor (GCT), Isochromosome 12p, FISH, Tissue | 54571 | Additional Information | 48767-8 | Annotation comment:Imp:Pt:{system}:Nar: | Fluorescence In Situ Hybridization (FISH)
2017-08-16 | XYMF | Known 45,X, Mosaicism Reflex Analysis, FISH, Whole Blood | 54451 | Additional Information | 48767-8 | Annotation comment:Imp:Pt:{system}:Nar: | Fluorescence In Situ Hybridization (FISH)
2017-08-16 | DRPL | Dentatorubral-Pallidoluysian Atrophy (DRPLA) Gene Analysis, Varies | 53234 | Result Summary | 50397-9 | Molecular diagnostic overall interpretation:PrThr:Pt:Bld/Tiss:Ord:Molgen | Polymerase Chain Reaction (PCR)
2017-08-16 | IHC | Mismatch Repair (MMR) Protein Immunohistochemistry Only, Tumor | 53258 | Result Summary | 50397-9 | Molecular diagnostic overall interpretation:PrThr:Pt:Bld/Tiss:Ord:Molgen | Immunohistochemistry (IHC)
2017-08-16 | APOEG | Apolipoprotein E Genotyping, Blood | 53198 | Result Summary | 50397-9 | Molecular diagnostic overall interpretation:PrThr:Pt:Bld/Tiss:Ord:Molgen | Polymerase Chain Reaction (PCR) including Restriction Digest
2017-08-16 | PRSSZ | PRSS1 Gene, Full Gene Analysis, Varies | 52467 | Additional Information | 48767-8 | Annotation comment:Imp:Pt:{system}:Nar: | Polymerase Chain Reaction (PCR) Amplification followed by DNA sequencing
2017-08-16 | PADF | Prenatal Aneuploidy Detection, FISH | 51938 | Additional Information | 48767-8 | Annotation comment:Imp:Pt:{system}:Nar: | Fluorescence In Situ Hybridization (FISH)
2017-08-16 | SRYF | Sex-Determining Region Y, Yp11.3 Deletion, FISH | 52004 | Additional Information | 48767-8 | Annotation comment:Imp:Pt:{system}:Nar: | Fluorescence In Situ Hybridization (FISH)
2017-08-16 | DD22F | 22q11.2 Deletion/Duplication, FISH, Varies | 51852 | Additional Information | 48767-8 | Annotation comment:Imp:Pt:{system}:Nar: | Fluorescence In Situ Hybridization (FISH)
2017-08-16 | NADF | Newborn Aneuploidy Detection, FISH, Blood | 51931 | Additional Information | 48767-8 | Annotation comment:Imp:Pt:{system}:Nar: | Fluorescence In Situ Hybridization (FISH)
2017-08-16 | PBORB | Lyme Disease, Molecular Detection, PCR, Blood | 38340 | Lyme Disease PCR Comment | 59464-8 | Microbiologist review:Imp:Pt:XXX:Nar: | Real-Time Polymerase Chain Reaction (PCR)/DNA Probe Hybridization
2017-08-16 | CHFXH | Chromosome Analysis, Hematologic Disorders, Fixed Cells | 38495 | Additional Information | 48767-8 | Annotation comment:Imp:Pt:{system}:Nar: | Chromosome Analysis
2017-08-16 | VHLE | VHL Gene, Erythrocytosis, Mutation Analysis, Varies | 37843 | Additional Information | 48767-8 | Annotation comment:Imp:Pt:{system}:Nar: | Polymerase Chain Reaction (PCR) Followed by DNA Sequence Analysis
2017-08-16 | FGFR2 | FGFR2 (10q26.1) Rearrangement, FISH, Tissue | 38102 | Additional Information | 48767-8 | Annotation comment:Imp:Pt:{system}:Nar: | Fluorescence In Situ Hybridization (FISH)
2017-08-16 | MGMT | MGMT Promoter Methylation, Tumor | 36737 | Additional Information | 48767-8 | Annotation comment:Imp:Pt:{system}:Nar: | Methylation-Specific Polymerase Chain Reaction (PCR) Analysis
2017-08-16 | FMTT | Familial Variant, Targeted Testing, Varies | 36531 | Additional Information | 48767-8 | Annotation comment:Imp:Pt:{system}:Nar: | Polymerase Chain Reaction (PCR) followed by DNA Sequencing Analysis, Gene Dosage Analysis by Multiplex Ligation-Dependent Probe Amplification (MLPA), and/or Quantitative Polymerase Chain Reaction (qPCR)
2017-08-16 | HSVC | Herpes Simplex Virus (HSV), Molecular Detection, PCR, Spinal Fluid | 36858 | HSV 1 PCR, C | 16952-4 | Herpes simplex virus 1 DNA:PrThr:Pt:CSF:Ord:Probe.amp.tar | Real-Time Polymerase Chain Reaction (RT-PCR)
2017-08-16 | HSVC | Herpes Simplex Virus (HSV), Molecular Detection, PCR, Spinal Fluid | 36859 | HSV 2 PCR, C | 16960-7 | Herpes simplex virus 2 DNA:PrThr:Pt:CSF:Ord:Probe.amp.tar | Real-Time Polymerase Chain Reaction (RT-PCR)
2017-08-16 | ALC | Ethanol, Blood | 30908 | Ethanol, B | 56478-1 | Ethanol:MCnc:Pt:Bld:Qn:GC | Headspace Gas Chromatography with Flame Ionization Detector (HSGC-FID)
2017-06-23 | KKBRP | Kingella kingae, Molecular Detection, PCR, Blood | 48451 | Specimen Source | 31208-2 | Specimen source:Prid:Pt:XXX:Nom: | Real-Time Polymerase Chain Reaction (PCR)
2017-06-23 | PLFA | Cryptococcus Antigen Screen, Lateral Flow Assay, Pleural Fluid | 42396 | Cryptococcus Ag Screen, LFA, PF | 29533-7 | Cryptococcus sp Ag:PrThr:Pt:XXX:Ord: | Lateral Flow Assay (LFA)
2017-06-20 | CTBBL | Mycobacterial Culture, Blood | CTBBL | Mycobacterial Culture, B | 64412-0 | Mycobacterium sp:ACnc:Pt:Bld:Ord:Organism specific culture | Continuously Monitored Automated Broth Culture Instrument with Conventional Methods for Identification of Mycobacteria
2017-06-20 | CHIKI | Chikungunya Interpretation | CHIKI | Chikungunya Interpretation | 69048-7 | Immunologist review:Imp:Pt:XXX:Nar: | Only orderable as part of a profile. For more information see CHIKV / Chikungunya IgM and IgG, Antibody, Serum.
2017-06-20 | APOEG | Apolipoprotein E Genotyping, Blood | 53199 | Result | 42315-2 | APOE gene alleles e2 & e3 & e4:Prid:Pt:Bld/Tiss:Nom:Molgen | Polymerase Chain Reaction (PCR) including Restriction Digest
2017-06-20 | APOEG | Apolipoprotein E Genotyping, Blood | 53202 | Specimen | 31208-2 | Specimen source:Prid:Pt:XXX:Nom: | Polymerase Chain Reaction (PCR) including Restriction Digest
2017-06-20 | DRPL | Dentatorubral-Pallidoluysian Atrophy (DRPLA) Gene Analysis, Varies | 53237 | Specimen | 31208-2 | Specimen source:Prid:Pt:XXX:Nom: | Polymerase Chain Reaction (PCR)
2017-06-20 | DD22F | 22q11.2 Deletion/Duplication, FISH, Varies | 51853 | Interpretation | 69965-2 | Clinical cytogeneticist review:Imp:Pt:XXX:Nar: | Fluorescence In Situ Hybridization (FISH)
2017-06-20 | SMPB | Peripheral Blood Smear Review | 37406 | Peripheral Blood Smear Review | 59465-5 | Pathologist review:Imp:Pt:XXX:Nar: | Consultant Review
2017-06-08 | TACPK | Tacrolimus, Peak, Blood | 88157 | Tacrolimus, Peak, B | 59822-7 | Tacrolimus^4H post dose:MCnc:Pt:Ser/Plas:Qn: | Liquid Chromatography Tandem Mass Spectrometry (LC-MS/MS)
2017-06-08 | FPLAC | PROMETHEUS LactoTYPE | Z1521 | PROMETHEUS LactoTYPE | 58938-2 | LCT gene targeted mutation analysis:Type:Pt:Bld/Tiss:Nom:Molgen | Polymerase Chain Reaction (PCR)
2017-06-08 | F68KD | 68kD (hsp-70) antibodies by Line Blot | Z0909 | 68kD (hsp-70) antibodies | 43597-4 | Inner Ear 68kD Ab:PrThr:Pt:Ser/Plas:Ord:IB | Line Immunoassay
2017-06-08 | FCIC | Circulating Immune Complexes (CIC) | Z0912 | Immune Complex | 27831-7 | Immune complex:ACnc:Pt:Ser/Plas:Qn:C1q binding assay | Enzyme Linked Immunosorbent Assay (ELISA)
2017-06-05 | TRYPU | Tryptophan, Random, Urine | 83823 | Tryptophan, U | 28608-8 | Tryptophan/Creatinine:Ratio:Pt:Urine:Qn: | Liquid Chromatography Tandem Mass Spectrometry (LC-MS/MS)
2017-06-05 | 25HDN | 25-Hydroxyvitamin D2 and D3, Serum | 2898 | 25-Hydroxy D3 | 1989-3 | Calcidiol:MCnc:Pt:Ser/Plas:Qn: | Liquid Chromatography Tandem Mass Spectrometry (LC-MS/MS) Portions of this test are covered by patents held by Quest Diagnostics
2017-05-31 | HIPA | Hippuric Acid, Urine | Z2513 | Specific Gravity Confirmation | 5810-7 | Specific gravity:Rden:Pt:Urine:Qn:Refractometry | Colorimetry (C) High Performance Liquid Chromatography/Tandem Mass Spectrometry (LC-MS/MS)
2017-05-31 | FNALO | Naloxone - Total (Conjugated/Unconjugated), Screen, Urine | Z1410 | Naloxone Confirmation, Total, U | 77207-9 | Naloxone:MCnc:Pt:Urine:Qn:Confirm | High Performance Liquid Chromatography/Tandem Mass Spectrometry (LC-MS/MS)
2017-05-25 | ADMA | Asymmetric Dimethylarginine, Plasma | 83651 | Asymmetric dimethylarginine, P | 80981-4 | N,N-dimethylarginine:MCnc:Pt:Ser/Plas:Qn: | Liquid Chromatography-Tandem Mass Spectrometry (LC-MS/MS)
2017-05-24 | HLLFH | Hematologic Disorders, Leukemia/Lymphoma; Flow Hold, Varies | CK076 | Special Studies | 30954-2 | Relevant diagnostic tests &or laboratory data:Find:Pt:^Patient:Nar: | Immunophenotyping
2017-05-24 | LLTOF | Leukemia and Lymphoma Phenotyping, Technical Only, Varies | CK074 | Special Studies | 30954-2 | Relevant diagnostic tests &or laboratory data:Find:Pt:^Patient:Nar: | Immunophenotyping
2017-05-24 | MYEFL | Myelodysplastic Syndrome by Flow Cytometry, Bone Marrow | CK093 | Special Studies | 30954-2 | Relevant diagnostic tests &or laboratory data:Find:Pt:^Patient:Nar: | Immunophenotyping
2017-05-24 | MLHPB | MLH1 Hypermethylation Analysis, Blood | 52910 | Specimen | 31208-2 | Specimen source:Prid:Pt:XXX:Nom: | Polymerase Chain Reaction (PCR)
2017-05-24 | ATHL | Alpha-Globin Gene Analysis | 52837 | Specimen | 31208-2 | Specimen source:Prid:Pt:XXX:Nom: | Only orderable as part of a profile. For more information see ATHAL / Alpha-Globin Gene Analysis.
2017-05-24 | PRSSZ | PRSS1 Gene, Full Gene Analysis, Varies | 52468 | Specimen | 31208-2 | Specimen source:Prid:Pt:XXX:Nom: | Polymerase Chain Reaction (PCR) Amplification followed by DNA sequencing
2017-05-24 | CHRCB | Chromosome Analysis, Congenital Disorders, Blood | 52369 | Specimen | 31208-2 | Specimen source:Prid:Pt:XXX:Nom: | Cell Culture with Mitogens followed by Chromosome Analysis
2017-05-24 | CHRHB | Chromosome Analysis, Hematologic Disorders, Blood | 52394 | Specimen | 31208-2 | Specimen source:Prid:Pt:XXX:Nom: | Cell Culture without Mitogens followed by Chromosome Analysis
2017-05-24 | CMAFF | Chromosomal Microarray (CMA) Familial Testing, FISH | 52408 | Specimen | 31208-2 | Specimen source:Prid:Pt:XXX:Nom: | Fluorescence In Situ Hybridization (FISH)
2017-05-24 | FUFXS | Fragile X, Follow up Analysis | 52422 | Specimen | 31208-2 | Specimen source:Prid:Pt:XXX:Nom: | This follow-up test is added by the laboratory dependent upon on the result of the PCR analysis (FXS / Fragile X Syndrome, Molecular Analysis). This is not an orderable test.
2017-05-24 | FOXOF | Alveolar Rhabdomyosarcoma (ARMS), 13q14 (FOXO1 or FKHR) Rearrangement, FISH, Tissue | 52214 | Specimen | 31208-2 | Specimen source:Prid:Pt:XXX:Nom: | Fluorescence In Situ Hybridization (FISH)
2017-05-24 | FUSF | Low-Grade Fibromyxoid Sarcoma (LGFMS), 16p11.2 (FUS or TLS) Rearrangement, FISH, Tissue | 52230 | Specimen | 31208-2 | Specimen source:Prid:Pt:XXX:Nom: | Fluorescence In Situ Hybridization (FISH)
2017-05-24 | PLASF | Plasma Cell Proliferative Disorder, FISH, Tissue | 52222 | Specimen | 31208-2 | Specimen source:Prid:Pt:XXX:Nom: | Fluorescence In Situ Hybridization (FISH)
2017-05-24 | RETF | Lung Cancer, RET (10q11) Rearrangement, FISH, Tissue | 52246 | Specimen | 31208-2 | Specimen source:Prid:Pt:XXX:Nom: | Fluorescence In Situ Hybridization (FISH)
2017-05-24 | ROS1F | Lung Cancer, ROS1 (6q22) Rearrangement, FISH, Tissue | 52238 | Specimen | 31208-2 | Specimen source:Prid:Pt:XXX:Nom: | Fluorescence In Situ Hybridization (FISH)
2017-05-24 | ESTUF | Endometrial Stromal Tumors (EST), 7p15 (JAZF1), 6p21.32 (PHF1), 17p13.3 (YWHAE) Rearrangement, FISH, Tissue | 52150 | Specimen | 31208-2 | Specimen source:Prid:Pt:XXX:Nom: | Fluorescence In Situ Hybridization (FISH)
2017-05-24 | BRAFB | Cell-Free DNA BRAF V600, Blood | 48047 | Additional Information | 48767-8 | Annotation comment:Imp:Pt:{system}:Nar: | Digital Droplet Polymerase Chain Reaction (ddPCR)
2017-05-24 | CYPZ | 21-Hydroxylase Gene, CYP21A2, Full Gene Analysis, Varies | 37491 | Additional Information | 48767-8 | Annotation comment:Imp:Pt:{system}:Nar: | Polymerase Chain Reaction (PCR) Amplification followed by DNA Sequence Analysis and Gene Dosage Analysis by Multiplex Ligation-Dependent Probe Amplification (MLPA)
2017-05-24 | CYPZ | 21-Hydroxylase Gene, CYP21A2, Full Gene Analysis, Varies | 37493 | Source | 31208-2 | Specimen source:Prid:Pt:XXX:Nom: | Polymerase Chain Reaction (PCR) Amplification followed by DNA Sequence Analysis and Gene Dosage Analysis by Multiplex Ligation-Dependent Probe Amplification (MLPA)
2017-05-24 | LCMS | Leukemia/Lymphoma Immunophenotyping, Flow Cytometry, Varies | 18254 | Special Studies: | 30954-2 | Relevant diagnostic tests &or laboratory data:Find:Pt:^Patient:Nar: | Immunophenotyping
2017-05-24 | RBCS | Relative B-Cell Subset Analysis Percentage, Blood | BCD19 | CD19+ % of total Lymphocytes | 8117-4 | Cells.CD19/100 cells:NFr:Pt:Bld:Qn: | Flow Cytometry
2017-05-24 | RBCS | Relative B-Cell Subset Analysis Percentage, Blood | BCD20 | CD20+ % of total Lymphocytes | 8119-0 | Cells.CD20/100 cells:NFr:Pt:Bld:Qn: | Flow Cytometry
2017-05-24 | SZDIA | Sezary Diagnostic Flow Cytometry, Blood | CK128 | Special Studies | 30954-2 | Relevant diagnostic tests &or laboratory data:Find:Pt:^Patient:Nar: | Immunophenotyping
2017-05-24 | SZMON | Sezary Monitoring Flow Cytometry, Blood | CK132 | Special Studies | 30954-2 | Relevant diagnostic tests &or laboratory data:Find:Pt:^Patient:Nar: | Immunophenotyping
2017-05-24 | MULT | Zygosity Testing (Multiple Births), Varies | 53325 | Specimen | 31208-2 | Specimen source:Prid:Pt:XXX:Nom: | Polymerase Chain Reaction (PCR)/Microsatellite Markers
2017-05-24 | PPAP | Parental Sample Prep for Prenatal Microarray Testing, Blood | 53337 | Specimen | 31208-2 | Specimen source:Prid:Pt:XXX:Nom: | DNA Extraction/Cell Culture
2017-05-24 | PWAS | Prader-Willi/Angelman Syndrome, Molecular Analysis, Varies | 52917 | Specimen | 31208-2 | Specimen source:Prid:Pt:XXX:Nom: | Multiple Ligation-Dependent Probe Amplification (MLPA)
2017-05-24 | POXP | Fatty Acid Profile, Peroxisomal (C22-C26), Plasma | 36645 | C26:0/C22:0 | 30198-6 | Fatty acids.very long chain.C26:0/C22:0:SRto:Pt:Ser/Plas:Qn: | Gas Chromatography Mass Spectrometry (GC-MS)
2017-05-24 | DASM5 | Drugs of Abuse Screen, Meconium 5 | 32205 | Phencyclidine | 26859-9 | Phencyclidine:MCnt:Pt:Meconium:Qn: | Competitive Chemiluminescent Immunoassay (CIA)
2017-05-24 | AMPHM | Amphetamine-Type Stimulants Confirmation, Meconium | 31855 | Methamphetamine | 69022-2 | Methamphetamine:MCnt:Pt:Meconium:Qn:Confirm | Liquid Chromatography-Tandem Mass Spectrometry (LC-MS/MS)
2017-05-24 | AMPHM | Amphetamine-Type Stimulants Confirmation, Meconium | 31856 | 3,4-methylenedioxyamphetamine | 69023-0 | Methylenedioxyamphetamine:MCnt:Pt:Meconium:Qn:Confirm | Liquid Chromatography-Tandem Mass Spectrometry (LC-MS/MS)
2017-05-24 | AMPHM | Amphetamine-Type Stimulants Confirmation, Meconium | 31858 | 3,4-methylenedioxyethylamphetamine | 69024-8 | Methylenedioxyethylamphetamine:MCnt:Pt:Meconium:Qn:Confirm | Liquid Chromatography-Tandem Mass Spectrometry (LC-MS/MS)
2017-05-24 | COKEM | Cocaine and Metabolites Confirmation, Meconium | 31859 | Cocaine | 69009-9 | Cocaine:MCnt:Pt:Meconium:Qn:Confirm | Liquid Chromatography Tandem Mass Spectrometry (LC-MS/MS)
2017-05-24 | COKEM | Cocaine and Metabolites Confirmation, Meconium | 31860 | Benzoylecgonine | 69010-7 | Benzoylecgonine:MCnt:Pt:Meconium:Qn:Confirm | Liquid Chromatography Tandem Mass Spectrometry (LC-MS/MS)
2017-05-24 | COKEM | Cocaine and Metabolites Confirmation, Meconium | 31861 | Cocaethylene | 69011-5 | Cocaethylene:MCnt:Pt:Meconium:Qn:Confirm | Liquid Chromatography Tandem Mass Spectrometry (LC-MS/MS)
2017-05-24 | DASM4 | Drugs of Abuse Screen, Meconium 4 | 32084 | Opiate | 29158-3 | Opiates:MCnt:Pt:Meconium:Qn: | Competitive Chemiluminescent Immunoassay (CIA)
2017-05-24 | DASM5 | Drugs of Abuse Screen, Meconium 5 | 32203 | Opiate | 29158-3 | Opiates:MCnt:Pt:Meconium:Qn: | Competitive Chemiluminescent Immunoassay (CIA)
2017-05-24 | OPATM | Opiate Confirmation, Meconium | 31847 | Codeine | 68542-0 | Codeine:MCnt:Pt:Meconium:Qn:Confirm | Liquid Chromatography-Tandem Mass Spectrometry (LC-MS/MS)
2017-05-24 | OPATM | Opiate Confirmation, Meconium | 31848 | Morphine | 69027-1 | Morphine:MCnt:Pt:Meconium:Qn:Confirm | Liquid Chromatography-Tandem Mass Spectrometry (LC-MS/MS)
2017-05-24 | 6MAMU | 6-Monoacetylmorphine Confirmation, Random, Urine | 29898 | 6-MAM Interpretation | 69050-3 | Toxicologist review:Imp:Pt:XXX:Nar: | Gas Chromatography Mass Spectrometry (GC-MS)
2017-05-24 | ADULT | Adulterants Survey, Random, Urine | 22312 | Specific Gravity | 5810-7 | Specific gravity:Rden:Pt:Urine:Qn:Refractometry | Spectrophotometry (SP)
2017-05-24 | AMPHU | Amphetamines Confirmation, Random, Urine | 2550 | Methamphetamine-by LC-MS/MS | 16235-4 | Methamphetamine:MCnc:Pt:Urine:Qn:Confirm | Liquid Chromatography Tandem Mass Spectrometry (LC-MS/MS)
2017-05-24 | AMPHU | Amphetamines Confirmation, Random, Urine | 29278 | Phentermine-by LC-MS/MS | 20557-5 | Phentermine:MCnc:Pt:Urine:Qn:Confirm | Liquid Chromatography Tandem Mass Spectrometry (LC-MS/MS)
2017-05-24 | AMPHU | Amphetamines Confirmation, Random, Urine | 29279 | Pseudoephedrine/Ephedrine-by LC-MS/MS | 58707-1 | Ephedrine+Pseudoephedrine:MCnc:Pt:Urine:Qn:Confirm | Liquid Chromatography Tandem Mass Spectrometry (LC-MS/MS)
2017-05-24 | AMPHU | Amphetamines Confirmation, Random, Urine | 29280 | MDA (Ecstasy metabolite)-by LC-MS/MS | 20545-0 | Methylenedioxyamphetamine:MCnc:Pt:Urine:Qn:Confirm | Liquid Chromatography Tandem Mass Spectrometry (LC-MS/MS)
2017-05-24 | AMPHU | Amphetamines Confirmation, Random, Urine | 29281 | MDMA (Ecstasy)-by LC-MS/MS | 18358-2 | Methylenedioxymethamphetamine:MCnc:Pt:Urine:Qn:Confirm | Liquid Chromatography Tandem Mass Spectrometry (LC-MS/MS)
2017-05-24 | AMPHU | Amphetamines Confirmation, Random, Urine | 2934 | Amphetamine-by LC-MS/MS | 20410-7 | Amphetamines:MCnc:Pt:Urine:Qn:Confirm | Liquid Chromatography Tandem Mass Spectrometry (LC-MS/MS)
2017-05-24 | THCU | Delta-8 and Delta-9-Carboxy-Tetrahydrocannabinol (THC) Confirmation, Random, Urine | 2497 | Delta-9 Carboxy-Tetrahydrocannabinol by LC-MS/MS | 20521-1 | Carboxy tetrahydrocannabinol:MCnc:Pt:Urine:Qn:Confirm | Liquid Chromatography Tandem Mass Spectrometry (LC-MS/MS)
2017-05-24 | LCMS | Leukemia/Lymphoma Immunophenotyping, Flow Cytometry, Varies | 18253 | Microscopic Description | 22635-7 | Path report.microscopic observation:Prid:Pt:Specimen:Nar:XXX stain | Immunophenotyping
2017-04-21 | WBSEQ | Beta Globin Gene Sequencing, Varies | 43922 | Interpretation | 69047-9 | Geneticist review:Imp:Pt:XXX:Nar: | Polymerase Chain Reaction (PCR)/Sanger Sequencing
2017-04-21 | WASEQ | Alpha Globin Gene Sequencing, Varies | 43921 | Interpretation | 69047-9 | Geneticist review:Imp:Pt:XXX:Nar: | Polymerase Chain Reaction (PCR)/ Sanger Sequencing
2017-04-21 | LLPT | Leukemia/Lymphoma Immunophenotyping, Flow Cytometry, Tissue | 19562 | Accession Number | 57723-9 | Unique bar code number:ID:Pt:Current sample:Nom: | Immunophenotyping
2017-04-11 | QNKS | Natural Killer (NK)/Natural Killer T-Cell Subsets, Quantitative, Blood | NK56A | Cytokine-Producing NK (CD56++) | 14113-5 | Cells.CD56:NCnc:Pt:Bld:Qn: | Flow Cytometry
2017-04-11 | QNKS | Natural Killer (NK)/Natural Killer T-Cell Subsets, Quantitative, Blood | NK56P | % Cytokine-Producing NK (CD56++) | 8133-1 | Cells.CD56/100 cells:NFr:Pt:Bld:Qn: | Flow Cytometry
2017-04-04 | PDSU | Drug Screen, Prescription/Over the Counter, Random, Urine | 31260 | Drugs detected: | 12286-1 | Drugs identified:Prid:Pt:Urine:Nom:Screen | Gas Chromatography Mass Spectrometry (GC-MS)
2017-03-29 | AGABS | Alpha-Galactosidase, Blood Spot | 50884 | Specimen ID | 57723-9 | Unique bar code number:ID:Pt:Current sample:Nom: | Fluorometric Enzyme Assay
2017-03-29 | PMMIL | Phosphomannomutase and Phosphomannose Isomerase, Leukocytes | 50837 | Specimen ID | 57723-9 | Unique bar code number:ID:Pt:Current sample:Nom: | Colorimetric
2017-03-29 | PMSBB | Postmortem Screening, Bile and Blood Spot | 22676 | Specimen ID | 57723-9 | Unique bar code number:ID:Pt:Current sample:Nom: | Flow Injection Analysis-Tandem Mass Spectrometry (FIA-MS/MS)
2017-03-22 | CHRAF | Chromosome Analysis, Amniotic Fluid | CG766 | Specimen | 31208-2 | Specimen source:Prid:Pt:XXX:Nom: | Cell Culture followed by Chromosome Analysis
2017-03-22 | CMAH | Chromosomal Microarray, Hematologic Disorders, Varies | CG903 | Specimen | 31208-2 | Specimen source:Prid:Pt:XXX:Nom: | Chromosomal Microarray (CMA)
2017-03-22 | CMAP | Chromosomal Microarray, Prenatal, Amniotic Fluid/Chorionic Villus Sampling | CG780 | Specimen | 31208-2 | Specimen source:Prid:Pt:XXX:Nom: | Chromosomal Microarray (CMA)
2017-03-22 | CMAPC | Chromosomal Microarray, Autopsy, Products of Conception, or Stillbirth | CG946 | Specimen | 31208-2 | Specimen source:Prid:Pt:XXX:Nom: | Chromosomal Microarray (CMA)
2017-03-22 | CULFB | Fibroblast Culture for Biochemical or Molecular Testing, Chorionic Villi/Products of Conception/Tissue | CG899 | Specimen | 31208-2 | Specimen source:Prid:Pt:XXX:Nom: | Cell Culture
2017-03-22 | HOLDC | Hematologic Disorders, Chromosome Hold, Varies | CG764 | Specimen | 31208-2 | Specimen source:Prid:Pt:XXX:Nom: | Direct Preparation of Specimen
2017-03-22 | MISCF | Miscellaneous Studies Using Chromosome-Specific Probes, FISH | CG943 | Specimen | 31208-2 | Specimen source:Prid:Pt:XXX:Nom: | Fluorescence In Situ Hybridization (FISH)
2017-03-22 | PADF | Prenatal Aneuploidy Detection, FISH | CG696 | Specimen | 31208-2 | Specimen source:Prid:Pt:XXX:Nom: | Fluorescence In Situ Hybridization (FISH)
2017-03-22 | SRYF | Sex-Determining Region Y, Yp11.3 Deletion, FISH | CG718 | Specimen | 31208-2 | Specimen source:Prid:Pt:XXX:Nom: | Fluorescence In Situ Hybridization (FISH)
2017-03-22 | LEPDT | Leptospira, IgM, Serum | 65183 | Leptospira, IgM, S | 23201-7 | Leptospira sp Ab.IgM:PrThr:Pt:Ser:Ord:IA | Enzyme-Linked Immunoassay Dot (Immunodot)
2017-03-22 | TPMT3 | Thiopurine Methyltransferase Activity Profile, Erythrocytes | 48038 | Interpretation | 59462-2 | Clinical biochemist review:Imp:Pt:XXX:Nar: | Liquid Chromatography Tandem Mass Spectrometry (LC-MS/MS)
2017-03-22 | BRAFB | Cell-Free DNA BRAF V600, Blood | 48044 | Result Summary | 50397-9 | Molecular diagnostic overall interpretation:PrThr:Pt:Bld/Tiss:Ord:Molgen | Digital Droplet Polymerase Chain Reaction (ddPCR)
2017-03-22 | BRAFB | Cell-Free DNA BRAF V600, Blood | 48049 | Source | 31208-2 | Specimen source:Prid:Pt:XXX:Nom: | Digital Droplet Polymerase Chain Reaction (ddPCR)
2017-03-22 | F81P | Hemophilia A F8 Gene, Intron 1 Inversion Known Mutation Analysis, Prenatal | 35005 | F81P Interpretation | 69047-9 | Geneticist review:Imp:Pt:XXX:Nar: | Polymerase Chain Reaction (PCR)
2017-03-22 | CHFXH | Chromosome Analysis, Hematologic Disorders, Fixed Cells | 38489 | Result | 62356-1 | Chromosome analysis result in ISCN expression:Find:Pt:Bld/Tiss:Nom:Molgen | Chromosome Analysis
2017-03-22 | CMAMT | Chromosomal Microarray, Autopsy/Products of Conception/Stillbirth, Tissue | 44006 | Result | 62356-1 | Chromosome analysis result in ISCN expression:Find:Pt:Bld/Tiss:Nom:Molgen | Chromosomal Microarray (CMA)
2017-03-22 | CMAMT | Chromosomal Microarray, Autopsy/Products of Conception/Stillbirth, Tissue | 44008 | Interpretation | 69965-2 | Clinical cytogeneticist review:Imp:Pt:XXX:Nar: | Chromosomal Microarray (CMA)
2017-03-21 | LLTOF | Leukemia and Lymphoma Phenotyping, Technical Only, Varies | CK073 | Microscopic Description | 22635-7 | Path report.microscopic observation:Prid:Pt:Specimen:Nar:XXX stain | Immunophenotyping
2017-03-21 | MSTF | Myeloid Sarcoma, FISH, Tissue | CG736 | Specimen | 31208-2 | Specimen source:Prid:Pt:XXX:Nom: | Fluorescence In Situ Hybridization (FISH)
2017-03-21 | MYEFL | Myelodysplastic Syndrome by Flow Cytometry, Bone Marrow | CK092 | Final Diagnosis | 22637-3 | Path report.final diagnosis:Imp:Pt:Specimen:Nar: | Immunophenotyping
2017-03-21 | SCTF | Sex Chromosome Determination, FISH, Tissue | CG734 | Specimen | 31208-2 | Specimen source:Prid:Pt:XXX:Nom: | Fluorescence In Situ Hybridization (FISH)
2017-03-21 | GCTF | Germ Cell Tumor (GCT), Isochromosome 12p, FISH, Tissue | CG725 | Specimen | 31208-2 | Specimen source:Prid:Pt:XXX:Nom: | Fluorescence In Situ Hybridization (FISH)
2017-03-21 | MUSK | Muscle-Specific Kinase (MuSK) Autoantibody, Serum | 64277 | MuSK Autoantibody, S | 51716-9 | Muscle specific receptor tyrosine kinase Ab:SCnc:Pt:Ser:Qn: | Radioimmunoassay (RIA)
2017-03-21 | MITOP | Mitochondrial Full Genome Analysis, Next-Generation Sequencing (NGS), Varies | 55286 | Source | 31208-2 | Specimen source:Prid:Pt:XXX:Nom: | Long-Range Polymerase Chain Reaction (LR-PCR) followed by Next-Generation Sequencing (NGS)
2017-03-21 | CHRCV | Chromosome Analysis, Chorionic Villus Sampling | 52322 | Specimen | 31208-2 | Specimen source:Prid:Pt:XXX:Nom: | Cell Culture Followed by Chromosome Analysis
2017-03-21 | CHRTI | Chromosome Analysis, Skin Biopsy | 52314 | Specimen | 31208-2 | Specimen source:Prid:Pt:XXX:Nom: | Cell Culture followed by Chromosome Analysis
2017-03-21 | DBMD | Duchenne/Becker Muscular Dystrophy, DMD Gene, Large Deletion/Duplication Analysis, Varies | 55263 | Interpretation | 69047-9 | Geneticist review:Imp:Pt:XXX:Nar: | Dosage Analysis by Polymerase Chain Reaction (PCR)/Multiplex Ligation-Dependent Probe Amplification (MLPA)
2017-03-21 | DBMD | Duchenne/Becker Muscular Dystrophy, DMD Gene, Large Deletion/Duplication Analysis, Varies | 55264 | Specimen | 31208-2 | Specimen source:Prid:Pt:XXX:Nom: | Dosage Analysis by Polymerase Chain Reaction (PCR)/Multiplex Ligation-Dependent Probe Amplification (MLPA)
2017-03-21 | DBMD | Duchenne/Becker Muscular Dystrophy, DMD Gene, Large Deletion/Duplication Analysis, Varies | 55265 | Source | 31208-2 | Specimen source:Prid:Pt:XXX:Nom: | Dosage Analysis by Polymerase Chain Reaction (PCR)/Multiplex Ligation-Dependent Probe Amplification (MLPA)
2017-03-21 | HOLDC | Hematologic Disorders, Chromosome Hold, Varies | 55267 | Requested FISH Test | 48767-8 | Annotation comment:Imp:Pt:{system}:Nar: | Direct Preparation of Specimen
2017-03-21 | CHRAF | Chromosome Analysis, Amniotic Fluid | 52299 | Interpretation | 69965-2 | Clinical cytogeneticist review:Imp:Pt:XXX:Nar: | Cell Culture followed by Chromosome Analysis
2017-03-21 | CHRTI | Chromosome Analysis, Skin Biopsy | 52313 | Interpretation | 69965-2 | Clinical cytogeneticist review:Imp:Pt:XXX:Nar: | Cell Culture followed by Chromosome Analysis
2017-03-21 | CULAF | Culture for Genetic Testing, Amniotic Fluid | 52306 | Interpretation | 69965-2 | Clinical cytogeneticist review:Imp:Pt:XXX:Nar: | Cell Culture
2017-03-21 | CULAF | Culture for Genetic Testing, Amniotic Fluid | 52307 | Specimen | 31208-2 | Specimen source:Prid:Pt:XXX:Nom: | Cell Culture
2017-03-21 | HOLDC | Hematologic Disorders, Chromosome Hold, Varies | 52292 | Interpretation | 69965-2 | Clinical cytogeneticist review:Imp:Pt:XXX:Nar: | Direct Preparation of Specimen
2017-03-21 | HOLDC | Hematologic Disorders, Chromosome Hold, Varies | 52293 | Source | 31208-2 | Specimen source:Prid:Pt:XXX:Nom: | Direct Preparation of Specimen
2017-03-21 | HOLDF | Hematologic Disorders, Fluorescence In Situ Hybridization (FISH) Hold, Varies | 51839 | Source | 31208-2 | Specimen source:Prid:Pt:XXX:Nom: | Direct Preparation of Specimen
2017-03-21 | PRKAF | Fibrolamellar Carcinoma, 19p13.1 (PRKACA) Rearrangement, FISH, Tissue | 40672 | Reason for Referral | 42349-1 | Reason for referral:Find:Pt:^Patient:Nar: | Fluorescence In Situ Hybridization (FISH)
2017-03-21 | PRKAF | Fibrolamellar Carcinoma, 19p13.1 (PRKACA) Rearrangement, FISH, Tissue | 40674 | Source | 31208-2 | Specimen source:Prid:Pt:XXX:Nom: | Fluorescence In Situ Hybridization (FISH)
2017-03-21 | CHFXH | Chromosome Analysis, Hematologic Disorders, Fixed Cells | 38492 | Source | 31208-2 | Specimen source:Prid:Pt:XXX:Nom: | Chromosome Analysis
2017-03-21 | FGFR2 | FGFR2 (10q26.1) Rearrangement, FISH, Tissue | 38095 | Interpretation | 69965-2 | Clinical cytogeneticist review:Imp:Pt:XXX:Nar: | Fluorescence In Situ Hybridization (FISH)
2017-03-21 | MGMT | MGMT Promoter Methylation, Tumor | 36738 | Specimen | 31208-2 | Specimen source:Prid:Pt:XXX:Nom: | Methylation-Specific Polymerase Chain Reaction (PCR) Analysis
2017-03-21 | MGMT | MGMT Promoter Methylation, Tumor | 36739 | Source | 31208-2 | Specimen source:Prid:Pt:XXX:Nom: | Methylation-Specific Polymerase Chain Reaction (PCR) Analysis
2017-03-21 | NAGW | Hexosaminidase A and Total Hexosaminidase, Leukocytes | 2284 | Interpretation (NAGW) | 59462-2 | Clinical biochemist review:Imp:Pt:XXX:Nar: | Heat Inactivation, Fluorometric, Semi-Automated
2017-03-21 | NAGR | Hexosaminidase A and Total, Leukocytes/Molecular Reflex, Whole Blood | 2284 | Interpretation (NAGW) | 59462-2 | Clinical biochemist review:Imp:Pt:XXX:Nar: | Heat Inactivation/Fluorometric/Semiautomated
2017-03-20 | NGAML | MayoComplete Acute Myeloid Leukemia, 11-Gene Panel, Varies | MP038 | Specimen Type | 31208-2 | Specimen source:Prid:Pt:XXX:Nom: | Next-Generation Sequencing (NGS)
2017-03-20 | EXHR | Hematologic Disorders, DNA and RNA Extract and Hold, Varies | MP035 | Specimen Type | 31208-2 | Specimen source:Prid:Pt:XXX:Nom: | Nucleic Acid Extraction
2017-03-20 | EXHD | Hematologic Disorders, DNA Extract and Hold, Varies | MP034 | Specimen Type | 31208-2 | Specimen source:Prid:Pt:XXX:Nom: | Nucleic Acid Extraction
2017-03-20 | CALR | CALR Mutation Analysis, Myeloproliferative Neoplasm (MPN), Varies | MP020 | Specimen | 31208-2 | Specimen source:Prid:Pt:XXX:Nom: | Polymerase Chain Reaction (PCR) and Fragment Analysis
2017-03-20 | CHIDB | Chimerism-Donor, Varies | MP015 | Specimen Type | 31208-2 | Specimen source:Prid:Pt:XXX:Nom: | Polymerase Chain Reaction (PCR) Amplification/Capillary Electrophoresis
2017-03-20 | CHIMS | Chimerism Transplant Sorted Cells, Varies | MP025 | Specimen Type | 31208-2 | Specimen source:Prid:Pt:XXX:Nom: | Polymerase Chain Reaction (PCR) Amplification/Capillary Electrophoresis
2017-03-20 | CHIMU | Chimerism Transplant No Cell Sort, Varies | MP026 | Specimen Type | 31208-2 | Specimen source:Prid:Pt:XXX:Nom: | Polymerase Chain Reaction (PCR) Amplification/Capillary Electrophoresis
2017-03-20 | CHRGB | Chimerism-Recipient Germline (Pretransplant), Varies | MP014 | Specimen Type | 31208-2 | Specimen source:Prid:Pt:XXX:Nom: | Polymerase Chain Reaction (PCR) Amplification/Capillary Electrophoresis
2017-03-20 | MYD88 | MYD88, L265P, Somatic Gene Mutation, DNA Allele-Specific PCR, Varies | MP021 | Specimen Type | 31208-2 | Specimen source:Prid:Pt:XXX:Nom: | Allele-Specific Polymerase Chain Reaction (PCR)
2017-03-20 | NGSHM | MayoComplete Myeloid Neoplasms, Comprehensive OncoHeme Next-Generation Sequencing, Varies | MP024 | Specimen Type | 31208-2 | Specimen source:Prid:Pt:XXX:Nom: | Next-Generation Sequencing (NGS)
2017-03-20 | P53CA | Hematologic Neoplasms, TP53 Somatic Mutation, DNA Sequencing Exons 4-9, Varies | MP018 | Specimen Type: | 31208-2 | Specimen source:Prid:Pt:XXX:Nom: | Polymerase Chain Reaction (PCR) and Sanger Sequencing
2017-03-20 | PMLR | PML::RARA Quantitative, PCR, Varies | MP012 | Specimen Type | 31208-2 | Specimen source:Prid:Pt:XXX:Nom: | Quantitative, Real-Time Polymerase Chain Reaction (PCR)
2017-03-20 | FLT | FLT3 Mutation Analysis, Varies | MP009 | Specimen Type | 31208-2 | Specimen source:Prid:Pt:XXX:Nom: | Polymerase Chain Reaction (PCR)/Capillary Electrophoresis
2017-03-20 | BA190 | BCR/ABL1, p190, mRNA Detection, Reverse Transcription-PCR (RT-PCR), Quantitative, Monitoring Assay, Varies | MP002 | Specimen Type | 31208-2 | Specimen source:Prid:Pt:XXX:Nom: | Quantitative Reverse Transcription-Polymerase Chain Reaction (RT-PCR)
2017-03-20 | BADX | BCR/ABL1, Qualitative, Diagnostic Assay, Varies | MP001 | Specimen Type | 31208-2 | Specimen source:Prid:Pt:XXX:Nom: | Reverse Transcription Polymerase Chain Reaction (RT-PCR) Multiplex PCR
2017-03-20 | BAKDM | BCR/ABL1, Tyrosine Kinase Inhibitor Resistance, Kinase Domain Mutation Screen, Sanger Sequencing, Varies | MP004 | Specimen Type | 31208-2 | Specimen source:Prid:Pt:XXX:Nom: | Reverse Transcription Polymerase Chain Reaction (RT-PCR) with Sanger Sequencing
2017-03-20 | BCLL | IGH Somatic Hypermutation Analysis, B-Cell Chronic Lymphocytic Leukemia (B-CLL), Varies | MP005 | Specimen Type | 31208-2 | Specimen source:Prid:Pt:XXX:Nom: | Polymerase Chain Reaction (PCR) and Next-Generation Sequencing (NGS)
2017-03-20 | BCRAB | BCR/ABL1, p210, mRNA Detection, Reverse Transcription-PCR (RT-PCR), Quantitative, Monitoring Chronic Myeloid Leukemia (CML), Varies | MP003 | Specimen Type | 31208-2 | Specimen source:Prid:Pt:XXX:Nom: | Quantitative Reverse Transcription-Polymerase Chain Reaction (RT-PCR)
2017-03-20 | FER | Semen Analysis, Semen | MOTEJ | Motile/Ejaculate | 6800-7 | Spermatozoa.motile/100 spermatozoa:NFr:Pt:Semen:Qn: | Manual
2017-03-20 | FER | Semen Analysis, Semen | CNTN | Container Type | 74384-9 | Specimen container:Type:Pt:Specimen:Nom: | Manual
2017-03-20 | PTTP | Prothrombin Time, Plasma | INRTP | INR | 6301-6 | Coagulation tissue factor induced.INR:RelTime:Pt:PPP:Qn:Coag | Coagulometric (Turbidimetric)
2017-03-20 | SCT2 | Miscellaneous Biochemical Genetics Testing | BG577 | Specimen Type | 31208-2 | Specimen source:Prid:Pt:XXX:Nom:
2017-03-20 | BRAFB | Cell-Free DNA BRAF V600, Blood | 48048 | Specimen | 31208-2 | Specimen source:Prid:Pt:XXX:Nom: | Digital Droplet Polymerase Chain Reaction (ddPCR)
2017-03-20 | ETV6F | ETV6 (12p13.2) Rearrangement, FISH, Tissue | 46840 | Reason For Referral | 42349-1 | Reason for referral:Find:Pt:^Patient:Nar: | Fluorescence In Situ Hybridization (FISH)
2017-03-20 | ETV6F | ETV6 (12p13.2) Rearrangement, FISH, Tissue | 46841 | Specimen | 31208-2 | Specimen source:Prid:Pt:XXX:Nom: | Fluorescence In Situ Hybridization (FISH)
2017-03-20 | ETV6F | ETV6 (12p13.2) Rearrangement, FISH, Tissue | 46845 | Additional Information | 48767-8 | Annotation comment:Imp:Pt:{system}:Nar: | Fluorescence In Situ Hybridization (FISH)
2017-03-20 | ETV6F | ETV6 (12p13.2) Rearrangement, FISH, Tissue | 46846 | Disclaimer | 62364-5 | Test performance information:Find:Pt:XXX:Nar: | Fluorescence In Situ Hybridization (FISH)
2017-03-20 | ETV6F | ETV6 (12p13.2) Rearrangement, FISH, Tissue | 46837 | Result Summary | 50397-9 | Molecular diagnostic overall interpretation:PrThr:Pt:Bld/Tiss:Ord:Molgen | Fluorescence In Situ Hybridization (FISH)
2017-03-20 | ETV6F | ETV6 (12p13.2) Rearrangement, FISH, Tissue | 46838 | Interpretation | 69047-9 | Geneticist review:Imp:Pt:XXX:Nar: | Fluorescence In Situ Hybridization (FISH)
2017-03-20 | ETV6F | ETV6 (12p13.2) Rearrangement, FISH, Tissue | 46839 | Result | 62356-1 | Chromosome analysis result in ISCN expression:Find:Pt:Bld/Tiss:Nom:Molgen | Fluorescence In Situ Hybridization (FISH)
2017-03-20 | CYPZ | 21-Hydroxylase Gene, CYP21A2, Full Gene Analysis, Varies | 37488 | Result Summary | 50397-9 | Molecular diagnostic overall interpretation:PrThr:Pt:Bld/Tiss:Ord:Molgen | Polymerase Chain Reaction (PCR) Amplification followed by DNA Sequence Analysis and Gene Dosage Analysis by Multiplex Ligation-Dependent Probe Amplification (MLPA)
2017-03-20 | CYPZ | 21-Hydroxylase Gene, CYP21A2, Full Gene Analysis, Varies | 37492 | Specimen | 31208-2 | Specimen source:Prid:Pt:XXX:Nom: | Polymerase Chain Reaction (PCR) Amplification followed by DNA Sequence Analysis and Gene Dosage Analysis by Multiplex Ligation-Dependent Probe Amplification (MLPA)
2017-03-20 | FMTT | Familial Variant, Targeted Testing, Varies | 36532 | Specimen | 31208-2 | Specimen source:Prid:Pt:XXX:Nom: | Polymerase Chain Reaction (PCR) followed by DNA Sequencing Analysis, Gene Dosage Analysis by Multiplex Ligation-Dependent Probe Amplification (MLPA), and/or Quantitative Polymerase Chain Reaction (qPCR)
2017-03-16 | PCPUG | Phencyclidine (PCP), Confirmation, serum | Z1051 | Phencyclidine | 3934-7 | Phencyclidine:MCnc:Pt:Ser/Plas:Qn: | Gas Chromatography-Mass Spectrometry (GC-MS)
2017-03-13 | CHRBM | Chromosome Analysis, Hematologic Disorders, Bone Marrow | 52359 | Result | 33893-9 | Karyotype:Prid:Pt:Bone mar:Nom: | Cell Culture without Mitogens followed by Chromosome Analysis
2017-03-13 | CHRBM | Chromosome Analysis, Hematologic Disorders, Bone Marrow | 52360 | Interpretation | 69965-2 | Clinical cytogeneticist review:Imp:Pt:XXX:Nar: | Cell Culture without Mitogens followed by Chromosome Analysis
2017-03-13 | CHRBM | Chromosome Analysis, Hematologic Disorders, Bone Marrow | 52361 | Specimen | 31208-2 | Specimen source:Prid:Pt:XXX:Nom: | Cell Culture without Mitogens followed by Chromosome Analysis
2017-02-23 | GIP | Gastrointestinal Pathogen Panel, PCR, Feces | 37262 | Interpretation | 59464-8 | Microbiologist review:Imp:Pt:XXX:Nar: | Multiplex Polymerase Chain Reaction (PCR)
2017-02-23 | DD22F | 22q11.2 Deletion/Duplication, FISH, Varies | CG670 | Specimen | 31208-2 | Specimen source:Prid:Pt:XXX:Nom: | Fluorescence In Situ Hybridization (FISH)
2017-02-23 | HOLDF | Hematologic Disorders, Fluorescence In Situ Hybridization (FISH) Hold, Varies | CG667 | Specimen | 31208-2 | Specimen source:Prid:Pt:XXX:Nom: | Direct Preparation of Specimen
2017-02-20 | HTGR | Thyroglobulin, Tumor Marker Reflex, Serum | TGABR | Thyroglobulin Antibody, S | 56536-6 | Thyroglobulin Ab:ACnc:Pt:Ser/Plas:Qn:IA | Immunoenzymatic Assay
2017-02-20 | VALPA | Valproic Acid, Total, Serum | VALPA | Valproic Acid, Tot, S | 4086-5 | Valproate:MCnc:Pt:Ser/Plas:Qn: | Immunoassay
2017-02-20 | DHR | Dihydrorhodamine Flow Cytometric Test, Blood | PMAM | MFI PMA ox-DHR+ | 85374-7 | Neutrophil.PMA stimulated.DHR mean fluorescence intensity:Arb:Pt:Bld:Qn:Flow cytometry | Flow Cytometry
2017-02-20 | DHR | Dihydrorhodamine Flow Cytometric Test, Blood | PMAP | % PMA ox-DHR+ | 85376-2 | Neutrophil.PMA stimulated.DHR/Neutrophil.PMA stimulated.total:NFr:Pt:Bld:Qn:Flow cytometry | Flow Cytometry
2017-02-20 | DHRP | Dihydrorhodamine Flow Cytometric Phorbol Myristate Acetate Test, Blood | PMAM | MFI PMA ox-DHR+ | 85374-7 | Neutrophil.PMA stimulated.DHR mean fluorescence intensity:Arb:Pt:Bld:Qn:Flow cytometry | Flow Cytometry
2017-02-20 | DHRP | Dihydrorhodamine Flow Cytometric Phorbol Myristate Acetate Test, Blood | PMAP | % PMA ox-DHR+ | 85376-2 | Neutrophil.PMA stimulated.DHR/Neutrophil.PMA stimulated.total:NFr:Pt:Bld:Qn:Flow cytometry | Flow Cytometry
2017-02-20 | LITH | Lithium, Serum | LITH | Lithium, S | 14334-7 | Lithium:SCnc:Pt:Ser/Plas:Qn: | Colorimetric
2017-02-20 | HTG2 | Thyroglobulin, Tumor Marker, Serum | HTG2I | Thyroglobulin Interpretation | 69053-7 | Endocrinologist review:Imp:Pt:XXX:Nar: | Immunoenzymatic Assay
2017-02-20 | HTG2 | Thyroglobulin, Tumor Marker, Serum | HTGN2 | Thyroglobulin, Tumor Marker, S | 3013-0 | Thyroglobulin:MCnc:Pt:Ser/Plas:Qn: | Immunoenzymatic Assay
2017-02-20 | DHR | Dihydrorhodamine Flow Cytometric Test, Blood | FMPM | MFI fMLP ox-DHR+ | 85370-5 | Neutrophil.fMLP stimulated.DHR mean fluorescence intensity:Arb:Pt:Bld:Qn:Flow cytometry | Flow Cytometry
2017-02-20 | DHR | Dihydrorhodamine Flow Cytometric Test, Blood | FMPPP | % FMLP ox-DHR+ | 85373-9 | Neutrophil.fMLP stimulated.DHR/Neutrophil.fMLP stimulated.total:NFr:Pt:Bld:Qn:Flow cytometry | Flow Cytometry
2017-02-20 | DHRF | Dihydrorhodamine Flow Cytometric N-Formyl-Methionyl-Leucyl-Phenylalanine Test, Blood | FMPM | MFI fMLP ox-DHR+ | 85370-5 | Neutrophil.fMLP stimulated.DHR mean fluorescence intensity:Arb:Pt:Bld:Qn:Flow cytometry | Flow Cytometry
2017-02-20 | DHRF | Dihydrorhodamine Flow Cytometric N-Formyl-Methionyl-Leucyl-Phenylalanine Test, Blood | FMPPP | % FMLP ox-DHR+ | 85373-9 | Neutrophil.fMLP stimulated.DHR/Neutrophil.fMLP stimulated.total:NFr:Pt:Bld:Qn:Flow cytometry | Flow Cytometry
2017-02-20 | FACT | Filamentous-Actin (F-actin) Antibody, IgG, Serum | FACT | F-Actin Ab, IgG, S | 44706-0 | Actin.smooth muscle Ab.IgG:ACnc:Pt:Ser:Qn: | Enzyme-Linked Immunosorbent Assay (ELISA)
2017-02-20 | DHR | Dihydrorhodamine Flow Cytometric Test, Blood | DHRI | Interpretation | 69052-9 | Flow cytometry specialist review:Imp:Pt:XXX:Nar: | Flow Cytometry
2017-02-20 | DHRF | Dihydrorhodamine Flow Cytometric N-Formyl-Methionyl-Leucyl-Phenylalanine Test, Blood | DHRFI | Interpretation | 69052-9 | Flow cytometry specialist review:Imp:Pt:XXX:Nar: | Flow Cytometry
2017-02-20 | DHRP | Dihydrorhodamine Flow Cytometric Phorbol Myristate Acetate Test, Blood | DHRPI | Interpretation | 69052-9 | Flow cytometry specialist review:Imp:Pt:XXX:Nar: | Flow Cytometry
2017-02-20 | AMLPC | Amylase, Pancreatic Cyst Fluid | AMYPC | Amylase, Pancreatic Cyst | 48996-3 | Amylase.pancreatic:CCnc:Pt:Body fld:Qn: | Substrate Kinetic
2017-02-20 | DHR | Dihydrorhodamine Flow Cytometric Test, Blood | ANC | Absolute Neutrophil Count | 751-8 | Neutrophils:NCnc:Pt:Bld:Qn:Automated count | Flow Cytometry
2017-02-20 | DHRF | Dihydrorhodamine Flow Cytometric N-Formyl-Methionyl-Leucyl-Phenylalanine Test, Blood | ANC | Absolute Neutrophil Count | 751-8 | Neutrophils:NCnc:Pt:Bld:Qn:Automated count | Flow Cytometry
2017-02-20 | DHRP | Dihydrorhodamine Flow Cytometric Phorbol Myristate Acetate Test, Blood | ANC | Absolute Neutrophil Count | 751-8 | Neutrophils:NCnc:Pt:Bld:Qn:Automated count | Flow Cytometry
2017-02-20 | MUGS | Hexosaminidase A, Serum | 80350 | Hexosaminidase A (MUGS), S | 2643-5 | N-acetyl-beta-glucosaminidase:CCnc:Pt:Ser:Qn: | Fluorometric
2017-02-20 | AMMO | Ammonium, 24 Hour, Urine | AM24 | Ammonium, 24 Hr, U | 25308-8 | Ammonia:SRat:24H:Urine:Qn: | Enzymatic
2017-02-20 | FAPCP | Fatty Acid Profile, Comprehensive (C8-C26), Serum | 16993 | Docosanoic Acid, C22:0 | 30194-5 | Fatty acids.very long chain.C22:0:SCnc:Pt:Ser/Plas:Qn: | Gas Chromatography Mass Spectrometry (GC-MS) Stable Isotope Dilution
2017-02-20 | ATHL | Alpha-Globin Gene Analysis | 52836 | Interpretation | 69047-9 | Geneticist review:Imp:Pt:XXX:Nar: | Only orderable as part of a profile. For more information see ATHAL / Alpha-Globin Gene Analysis.
2017-02-13 | LLPT | Leukemia/Lymphoma Immunophenotyping, Flow Cytometry, Tissue | 19566 | Date and Time of Death: | 81956-5 | Date and time of death:TmStp:Pt:^Patient:Qn: | Immunophenotyping
2017-02-08 | ACRN | Acylcarnitines, Quantitative, Plasma | 10298 | Octenoylcarnitine, C8:1 | 30541-7 | Octenoylcarnitine (C8:1):SCnc:Pt:Ser/Plas:Qn: | Flow Injection Analysis-Tandem Mass Spectrometry (FIA-MS/MS)
2017-02-08 | TREE3 | Tree Panel #3, Serum | TREE3 | Tree Panel # 3 | 69959-5 | (Alnus incana+Corylus avellana+Ulmus americana+Salix caprea+Populus deltoides) Ab.IgE:ACnc:Pt:Ser:Qn:Multidisk | Fluorescence Enzyme Immunoassay (FEIA)
2017-02-08 | AGABS | Alpha-Galactosidase, Blood Spot | 50893 | Release Date | 82772-5 | Lab result date reported:Date:Pt:^Patient:Qn: | Fluorometric Enzyme Assay
2017-02-08 | PMMIL | Phosphomannomutase and Phosphomannose Isomerase, Leukocytes | 50847 | Release Date | 82772-5 | Lab result date reported:Date:Pt:^Patient:Qn: | Colorimetric
2017-02-08 | PMSBB | Postmortem Screening, Bile and Blood Spot | 22683 | Release Date | 82772-5 | Lab result date reported:Date:Pt:^Patient:Qn: | Flow Injection Analysis-Tandem Mass Spectrometry (FIA-MS/MS)
2017-02-07 | TBNK | Quantitative Lymphocyte Subsets: T, B, and NK, Blood | H_SJ | 4/8 Ratio | 54218-3 | Cells.CD3+CD4+/Cells.CD3+CD8+:NRto:Pt:Bld:Qn: | Flow Cytometry
2017-02-07 | LHPED | Luteinizing Hormone (LH), Pediatrics, Serum | 62999 | LH, Pediatrics, S | 83103-2 | Lutropin:ACnc:Pt:Ser/Plas:Qn:IA | Chemiluminescent Immunoassay (CIA)
2017-02-06 | CMACB | Chromosomal Microarray, Congenital, Blood | 54713 | Specimen | 31208-2 | Specimen source:Prid:Pt:XXX:Nom: | Chromosomal Microarray (CMA)
2017-02-06 | CMAPT | Chromosomal Microarray, Tumor, Formalin-Fixed Paraffin-Embedded | 54744 | Specimen | 31208-2 | Specimen source:Prid:Pt:XXX:Nom: | Chromosomal Microarray (CMA)
2017-02-06 | CMAT | Chromosomal Microarray, Tumor, Fresh or Frozen | 54743 | Specimen | 31208-2 | Specimen source:Prid:Pt:XXX:Nom: | Chromosomal Microarray (CMA)
2017-02-06 | AGABS | Alpha-Galactosidase, Blood Spot | 50886 | Order Date | 82785-7 | Lab order date:Date:Pt:^Patient:Qn: | Fluorometric Enzyme Assay
2017-02-06 | PMMIL | Phosphomannomutase and Phosphomannose Isomerase, Leukocytes | 50839 | Order Date | 82785-7 | Lab order date:Date:Pt:^Patient:Qn: | Colorimetric
2017-02-06 | HGBCE | Hemoglobin Variant, A2 and F Quantitation, Blood | 41930 | Variant 1 | 24469-9 | Hemoglobin XXX/Hemoglobin.total:MFr:Pt:Bld:Qn:Electrophoresis | Capillary Electrophoresis
2017-02-06 | HGBCE | Hemoglobin Variant, A2 and F Quantitation, Blood | 41931 | Variant 2 | 24469-9 | Hemoglobin XXX/Hemoglobin.total:MFr:Pt:Bld:Qn:Electrophoresis | Capillary Electrophoresis
2017-02-06 | HGBCE | Hemoglobin Variant, A2 and F Quantitation, Blood | 41932 | Variant 3 | 24469-9 | Hemoglobin XXX/Hemoglobin.total:MFr:Pt:Bld:Qn:Electrophoresis | Capillary Electrophoresis
2017-02-06 | HGBCE | Hemoglobin Variant, A2 and F Quantitation, Blood | 41933 | HGBCE Interpretation | 78748-1 | Hemoglobin pattern:Imp:Pt:Bld:Nom:Capillary electrophoresis | Capillary Electrophoresis
2017-02-06 | PRKAF | Fibrolamellar Carcinoma, 19p13.1 (PRKACA) Rearrangement, FISH, Tissue | 40671 | Result | 62356-1 | Chromosome analysis result in ISCN expression:Find:Pt:Bld/Tiss:Nom:Molgen | Fluorescence In Situ Hybridization (FISH)
2017-02-06 | PRKAF | Fibrolamellar Carcinoma, 19p13.1 (PRKACA) Rearrangement, FISH, Tissue | 40673 | Specimen | 31208-2 | Specimen source:Prid:Pt:XXX:Nom: | Fluorescence In Situ Hybridization (FISH)
2017-02-06 | PRKAF | Fibrolamellar Carcinoma, 19p13.1 (PRKACA) Rearrangement, FISH, Tissue | 40678 | Disclaimer | 62364-5 | Test performance information:Find:Pt:XXX:Nar: | Fluorescence In Situ Hybridization (FISH)
2017-02-06 | HGBCE | Hemoglobin Variant, A2 and F Quantitation, Blood | 41927 | Hb A | 20572-4 | Hemoglobin A/Hemoglobin.total:MFr:Pt:Bld:Qn:Electrophoresis | Capillary Electrophoresis
2017-02-06 | BAIPD | Bile Acids for Peroxisomal Disorders, Serum | 41446 | Dihydroxycholestanoic Acid | 53479-2 | Dihydroxycholestanoate:SCnc:Pt:Ser/Plas:Qn: | Liquid Chromatography Tandem Mass Spectrometry (LC-MS/MS)
2017-02-06 | PRKAF | Fibrolamellar Carcinoma, 19p13.1 (PRKACA) Rearrangement, FISH, Tissue | 40670 | Interpretation | 69965-2 | Clinical cytogeneticist review:Imp:Pt:XXX:Nar: | Fluorescence In Situ Hybridization (FISH)
2017-02-06 | PMSBB | Postmortem Screening, Bile and Blood Spot | 22678 | Order Date | 82785-7 | Lab order date:Date:Pt:^Patient:Qn: | Flow Injection Analysis-Tandem Mass Spectrometry (FIA-MS/MS)
2017-02-03 | FUFXS | Fragile X, Follow up Analysis | 52421 | Comment | 48767-8 | Annotation comment:Imp:Pt:{system}:Nar: | This follow-up test is added by the laboratory dependent upon on the result of the PCR analysis (FXS / Fragile X Syndrome, Molecular Analysis). This is not an orderable test.
2017-02-01 | HIAA | 5-Hydroxyindoleacetic Acid, 24 Hour, Urine | VL33 | Urine Volume | 3167-4 | Specimen volume:Vol:24H:Urine:Qn: | Liquid Chromatography Tandem Mass Spectrometry (LC-MS/MS)
2017-02-01 | PTH2 | Parathyroid Hormone, Serum | PTH2 | Parathyroid Hormone (PTH), S | 2731-8 | Parathyrin.intact:MCnc:Pt:Ser/Plas:Qn: | Electrochemiluminescence
2017-02-01 | STRNG | Strongyloides Antibody, IgG, Serum | STRNG | Strongyloides Ab, IgG, S | 80660-4 | Strongyloides sp Ab.IgG:PrThr:Pt:Ser:Ord:IA | Enzyme-Linked Immunosorbent Assay (ELISA)
2017-02-01 | PCANH | Pecan Hickory, IgE, Serum | PCANH | Pecan Hickory, IgE | 6208-3 | Carya illinoinensis nut Ab.IgE:ACnc:Pt:Ser:Qn: | Fluorescence Enzyme Immunoassay (FEIA)
2017-02-01 | CLFA | Cryptococcus Antigen Screen with Titer, Spinal Fluid | 62074 | Cryptococcus Ag Screen w/Titer, CSF | 29896-8 | Cryptococcus sp Ag:PrThr:Pt:CSF:Ord:IA | Lateral Flow Assay (LFA)
2017-02-01 | SLFA | Cryptococcus Antigen Screen with Titer, Serum | 62075 | Cryptococcus Ag Screen w/Titer, S | 29903-2 | Cryptococcus sp Ag:PrThr:Pt:Ser:Ord:IA | Lateral Flow Assay (LFA)
2017-02-01 | DD22F | 22q11.2 Deletion/Duplication, FISH, Varies | 53875 | Disclaimer | 62364-5 | Test performance information:Find:Pt:XXX:Nar: | Fluorescence In Situ Hybridization (FISH)
2017-02-01 | NADF | Newborn Aneuploidy Detection, FISH, Blood | 53862 | Disclaimer | 62364-5 | Test performance information:Find:Pt:XXX:Nar: | Fluorescence In Situ Hybridization (FISH)
2017-02-01 | PADF | Prenatal Aneuploidy Detection, FISH | 53861 | Disclaimer | 62364-5 | Test performance information:Find:Pt:XXX:Nar: | Fluorescence In Situ Hybridization (FISH)
2017-02-01 | GCTF | Germ Cell Tumor (GCT), Isochromosome 12p, FISH, Tissue | 53844 | Disclaimer | 62364-5 | Test performance information:Find:Pt:XXX:Nar: | Fluorescence In Situ Hybridization (FISH)
2017-02-01 | SRYF | Sex-Determining Region Y, Yp11.3 Deletion, FISH | 53850 | Disclaimer | 62364-5 | Test performance information:Find:Pt:XXX:Nar: | Fluorescence In Situ Hybridization (FISH)
2017-02-01 | GLIOF | 1p/19q Deletion in Gliomas, FISH, Tissue | 53836 | Disclaimer | 62364-5 | Test performance information:Find:Pt:XXX:Nar: | Fluorescence In Situ Hybridization (FISH) Using DNA Probes
2017-02-01 | ESTUF | Endometrial Stromal Tumors (EST), 7p15 (JAZF1), 6p21.32 (PHF1), 17p13.3 (YWHAE) Rearrangement, FISH, Tissue | 53831 | Disclaimer | 62364-5 | Test performance information:Find:Pt:XXX:Nar: | Fluorescence In Situ Hybridization (FISH)
2017-02-01 | LCAF | Lung Cancer, ALK (2p23) Rearrangement, FISH, Tissue | 53835 | Disclaimer | 62364-5 | Test performance information:Find:Pt:XXX:Nar: | Fluorescence In Situ Hybridization (FISH)
2017-02-01 | MISCF | Miscellaneous Studies Using Chromosome-Specific Probes, FISH | 53829 | Disclaimer | 62364-5 | Test performance information:Find:Pt:XXX:Nar: | Fluorescence In Situ Hybridization (FISH)
2017-02-01 | MSTF | Myeloid Sarcoma, FISH, Tissue | 53839 | Disclaimer | 62364-5 | Test performance information:Find:Pt:XXX:Nar: | Fluorescence In Situ Hybridization (FISH)
2017-02-01 | SCTF | Sex Chromosome Determination, FISH, Tissue | 53840 | Disclaimer | 62364-5 | Test performance information:Find:Pt:XXX:Nar: | Fluorescence In Situ Hybridization (FISH)
2017-02-01 | SS18F | Synovial Sarcoma (SS), 18q11.2 (SS18 or SYT) Rearrangement, FISH, Tissue | 53833 | Disclaimer | 62364-5 | Test performance information:Find:Pt:XXX:Nar: | Fluorescence In Situ Hybridization (FISH)
2017-02-01 | TFE3F | Alveolar Soft Part Sarcoma (ASPS)/Renal Cell Carcinoma (RCC), Xp11.23 (TFE3), FISH, Tissue | 53838 | Disclaimer | 62364-5 | Test performance information:Find:Pt:XXX:Nar: | Fluorescence In Situ Hybridization (FISH)
2017-02-01 | MASF | Angiosarcoma, MYC (8q24) Amplification, FISH, Tissue | 53818 | Disclaimer | 62364-5 | Test performance information:Find:Pt:XXX:Nar: | Fluorescence In Situ Hybridization (FISH)
2017-02-01 | EWSF | Ewing Sarcoma, 22q12 (EWSR1) Rearrangement, FISH, Tissue | 53827 | Disclaimer | 62364-5 | Test performance information:Find:Pt:XXX:Nar: | Fluorescence In Situ Hybridization (FISH)
2017-02-01 | FUSF | Low-Grade Fibromyxoid Sarcoma (LGFMS), 16p11.2 (FUS or TLS) Rearrangement, FISH, Tissue | 53822 | Disclaimer | 62364-5 | Test performance information:Find:Pt:XXX:Nar: | Fluorescence In Situ Hybridization (FISH)
2017-02-01 | IMTF | Inflammatory Myofibroblastic Tumors (IMT), 2p23 (ALK) Rearrangement, FISH, Tissue | 53828 | Disclaimer | 62364-5 | Test performance information:Find:Pt:XXX:Nar: | Fluorescence In Situ Hybridization (FISH)
2017-02-01 | PLASF | Plasma Cell Proliferative Disorder, FISH, Tissue | 53823 | Disclaimer | 62364-5 | Test performance information:Find:Pt:XXX:Nar: | Fluorescence In Situ Hybridization (FISH)
2017-02-01 | RETF | Lung Cancer, RET (10q11) Rearrangement, FISH, Tissue | 53820 | Disclaimer | 62364-5 | Test performance information:Find:Pt:XXX:Nar: | Fluorescence In Situ Hybridization (FISH)
2017-02-01 | ROS1F | Lung Cancer, ROS1 (6q22) Rearrangement, FISH, Tissue | 53821 | Disclaimer | 62364-5 | Test performance information:Find:Pt:XXX:Nar: | Fluorescence In Situ Hybridization (FISH)
2017-02-01 | SGTF | MYB (6q23) Rearrangement FISH, Tissue | 53817 | Disclaimer | 62364-5 | Test performance information:Find:Pt:XXX:Nar: | Fluorescence In Situ Hybridization (FISH)
2017-02-01 | APOEG | Apolipoprotein E Genotyping, Blood | 53200 | Interpretation | 69047-9 | Geneticist review:Imp:Pt:XXX:Nar: | Polymerase Chain Reaction (PCR) including Restriction Digest
2017-02-01 | CMAFF | Chromosomal Microarray (CMA) Familial Testing, FISH | 53403 | Disclaimer | 62364-5 | Test performance information:Find:Pt:XXX:Nar: | Fluorescence In Situ Hybridization (FISH)
2017-02-01 | FOXOF | Alveolar Rhabdomyosarcoma (ARMS), 13q14 (FOXO1 or FKHR) Rearrangement, FISH, Tissue | 52824 | Disclaimer | 62364-5 | Test performance information:Find:Pt:XXX:Nar: | Fluorescence In Situ Hybridization (FISH)
2017-02-01 | MDM2F | MDM2 (12q15) Amplification, Well-Differentiated Liposarcoma/Atypical Lipomatous Tumor, FISH, Tissue | 53396 | Disclaimer | 62364-5 | Test performance information:Find:Pt:XXX:Nar: | Fluorescence In Situ Hybridization (FISH)
2017-02-01 | PDGF | PDGFB (22q13), Dermatofibrosarcoma Protuberans/Giant Cell Fibroblastoma, FISH, Tissue | 53397 | Disclaimer | 62364-5 | Test performance information:Find:Pt:XXX:Nar: | Fluorescence In Situ Hybridization (FISH)
2017-02-01 | USPF | USP6 (17p13), Aneurysmal Bone Cyst and Nodular Fasciitis, FISH, Tissue | 53395 | Disclaimer | 62364-5 | Test performance information:Find:Pt:XXX:Nar: | Fluorescence In Situ Hybridization (FISH)
2017-02-01 | FGFR2 | FGFR2 (10q26.1) Rearrangement, FISH, Tissue | 38103 | Disclaimer | 62364-5 | Test performance information:Find:Pt:XXX:Nar: | Fluorescence In Situ Hybridization (FISH)
2017-01-05 | TXM | Toxoplasma gondii Antibody, IgM, Serum | TXM | Toxoplasma Ab, IgM, S | 40678-5 | Toxoplasma gondii Ab.IgM:PrThr:Pt:Ser/Plas:Ord:IA | Multiplex Flow Immunoassay (MFI)
2017-01-05 | HBAG | Hepatitis B Virus Surface Antigen, Serum | H_BAG | HBs Antigen, S | 5196-1 | Hepatitis B virus surface Ag:PrThr:Pt:Ser/Plas:Ord:IA | Electrochemiluminescence Immunoassay (ECLIA)
2017-01-05 | HBAGP | Hepatitis B Virus Surface Antigen Prenatal, Serum | HBSAP | HBs Antigen Prenatal, S | 5196-1 | Hepatitis B virus surface Ag:PrThr:Pt:Ser/Plas:Ord:IA | Electrochemiluminescence Immunoassay (ECLIA)
2017-01-05 | FETH2 | Feather Panel # 2, Serum | FETH2 | Feather Panel # 2 | 72279-3 | (Chicken feather+Duck feather+Goose feather+Turkey feather) Ab.IgE:ACnc:Pt:Ser:Qn:Multidisk | Fluorescence Enzyme Immunoassay (FEIA)
2016-12-29 | FGF1F | FGFR1 (8p11.2) Amplification, FISH, Tissue | 55213 | Result Summary | 50397-9 | Molecular diagnostic overall interpretation:PrThr:Pt:Bld/Tiss:Ord:Molgen | Fluorescence In Situ Hybridization (FISH)
2016-12-29 | METF | MET (7q31), FISH, Tissue | 55203 | Result Summary | 50397-9 | Molecular diagnostic overall interpretation:PrThr:Pt:Bld/Tiss:Ord:Molgen | Fluorescence In Situ Hybridization (FISH)
2016-12-29 | CMAH | Chromosomal Microarray, Hematologic Disorders, Varies | 54721 | Result Summary | 50397-9 | Molecular diagnostic overall interpretation:PrThr:Pt:Bld/Tiss:Ord:Molgen | Chromosomal Microarray (CMA)
2016-12-29 | CMAPT | Chromosomal Microarray, Tumor, Formalin-Fixed Paraffin-Embedded | 54735 | Result Summary | 50397-9 | Molecular diagnostic overall interpretation:PrThr:Pt:Bld/Tiss:Ord:Molgen | Chromosomal Microarray (CMA)
2016-12-29 | CMAT | Chromosomal Microarray, Tumor, Fresh or Frozen | 54728 | Result Summary | 50397-9 | Molecular diagnostic overall interpretation:PrThr:Pt:Bld/Tiss:Ord:Molgen | Chromosomal Microarray (CMA)
2016-12-29 | PPAP | Parental Sample Prep for Prenatal Microarray Testing, Blood | 55079 | Result Summary | 50397-9 | Molecular diagnostic overall interpretation:PrThr:Pt:Bld/Tiss:Ord:Molgen | DNA Extraction/Cell Culture
2016-12-29 | MASF | Angiosarcoma, MYC (8q24) Amplification, FISH, Tissue | 54606 | Result Summary | 50397-9 | Molecular diagnostic overall interpretation:PrThr:Pt:Bld/Tiss:Ord:Molgen | Fluorescence In Situ Hybridization (FISH)
2016-12-29 | CMAP | Chromosomal Microarray, Prenatal, Amniotic Fluid/Chorionic Villus Sampling | 54714 | Result Summary | 50397-9 | Molecular diagnostic overall interpretation:PrThr:Pt:Bld/Tiss:Ord:Molgen | Chromosomal Microarray (CMA)
2016-12-29 | FUROC | UroVysion for Detection of Bladder Cancer, Urine | 54674 | Result Summary | 50397-9 | Molecular diagnostic overall interpretation:PrThr:Pt:Bld/Tiss:Ord:Molgen | Fluorescence In Situ Hybridization (FISH) using DNA Probes
2016-12-29 | MAMLF | MAML2 (11q21) Rearrangement, Mucoepidermoid Carcinoma (MEC), FISH, Tissue | 54689 | Result Summary | 50397-9 | Molecular diagnostic overall interpretation:PrThr:Pt:Bld/Tiss:Ord:Molgen | Fluorescence In Situ Hybridization (FISH)
2016-12-29 | MDM2F | MDM2 (12q15) Amplification, Well-Differentiated Liposarcoma/Atypical Lipomatous Tumor, FISH, Tissue | 54681 | Result Summary | 50397-9 | Molecular diagnostic overall interpretation:PrThr:Pt:Bld/Tiss:Ord:Molgen | Fluorescence In Situ Hybridization (FISH)
2016-12-29 | PDGF | PDGFB (22q13), Dermatofibrosarcoma Protuberans/Giant Cell Fibroblastoma, FISH, Tissue | 54697 | Result Summary | 50397-9 | Molecular diagnostic overall interpretation:PrThr:Pt:Bld/Tiss:Ord:Molgen | Fluorescence In Situ Hybridization (FISH)
2016-12-29 | SGTF | MYB (6q23) Rearrangement FISH, Tissue | 54615 | Result Summary | 50397-9 | Molecular diagnostic overall interpretation:PrThr:Pt:Bld/Tiss:Ord:Molgen | Fluorescence In Situ Hybridization (FISH)
2016-12-29 | USPF | USP6 (17p13), Aneurysmal Bone Cyst and Nodular Fasciitis, FISH, Tissue | 54705 | Result Summary | 50397-9 | Molecular diagnostic overall interpretation:PrThr:Pt:Bld/Tiss:Ord:Molgen | Fluorescence In Situ Hybridization (FISH)
2016-12-29 | DDITF | Myxoid/Round Cell Liposarcoma, 12q13 (DDIT3 or CHOP) Rearrangement, FISH, Tissue | 53830 | Disclaimer | 62364-5 | Test performance information:Find:Pt:XXX:Nar: | Fluorescence In Situ Hybridization (FISH)
2016-12-29 | DRPL | Dentatorubral-Pallidoluysian Atrophy (DRPLA) Gene Analysis, Varies | 53236 | Interpretation | 69047-9 | Geneticist review:Imp:Pt:XXX:Nar: | Polymerase Chain Reaction (PCR)
2016-12-29 | CHRCV | Chromosome Analysis, Chorionic Villus Sampling | 52320 | Result | 82939-0 | Genetic variant details:Find:Pt:Bld/Tiss:Nar:Molgen | Cell Culture Followed by Chromosome Analysis
2016-12-29 | CMAMT | Chromosomal Microarray, Autopsy/Products of Conception/Stillbirth, Tissue | 44009 | Reason for Referral | 42349-1 | Reason for referral:Find:Pt:^Patient:Nar: | Chromosomal Microarray (CMA)
2016-12-29 | CMAMT | Chromosomal Microarray, Autopsy/Products of Conception/Stillbirth, Tissue | 44005 | Result Summary | 50397-9 | Molecular diagnostic overall interpretation:PrThr:Pt:Bld/Tiss:Ord:Molgen | Chromosomal Microarray (CMA)
2016-12-29 | PUPYU | Purines and Pyrimidines Panel, Random, Urine | 38253 | Deoxyuridine | 59193-3 | Deoxyuridine/Creatinine:SRto:Pt:Urine:Qn: | Liquid Chromatography Tandem Mass Spectrometry (LC-MS/MS)
2016-12-08 | MDNS | Methadone and Metabolites, Serum | 36310 | EDDP | 60071-8 | 2-Ethylidene-1,5-Dimethyl-3,3-Diphenylpyrrolidine:MCnc:Pt:Ser/Plas:Qn: | Liquid Chromatography Tandem Mass Spectrometry (LC-MS/MS)
2016-12-08 | TQ10 | Coenzyme Q10, Total, Plasma | 36765 | Interpretation (TQ10) | 59462-2 | Clinical biochemist review:Imp:Pt:XXX:Nar: | High-Performance Liquid Chromatography (HPLC) with Electrochemical Detection
2016-12-08 | Q10 | Coenzyme Q10, Reduced and Total, Plasma | 87853 | CoQ10 reduced | 81157-0 | Ubiquinone 10.reduced:MCnc:Pt:Ser/Plas:Qn: | High-Performance Liquid Chromatography (HPLC) with Electrochemical Detection
2016-12-07 | FIBTP | Fibrinogen, Plasma | FIBTP | Fibrinogen, P | 3255-7 | Fibrinogen:MCnc:Pt:PPP:Qn:Coag | Turbidimetric
2016-12-07 | AFPA | Alpha-Fetoprotein, Amniotic Fluid | 6739 | Collection Date | 58734-5 | Collection date:TmStp:Pt:Amnio fld:Qn: | AFPA: Immunoenzymatic Assay ACHE_: Polyacrylamide Electrophoresis
2016-12-07 | AFPPT | Alpha-Fetoprotein (AFP), Peritoneal Fluid | AFPPN | AFP, Peritoneal Fluid | 49761-0 | Alpha-1-Fetoprotein:MCnc:Pt:Periton fld:Qn: | Immunoenzymatic Assay
2016-12-07 | CHRAF | Chromosome Analysis, Amniotic Fluid | 52298 | Result | 82939-0 | Genetic variant details:Find:Pt:Bld/Tiss:Nar:Molgen | Cell Culture followed by Chromosome Analysis
2016-12-07 | PUPYU | Purines and Pyrimidines Panel, Random, Urine | 41978 | Uracil | 25140-5 | Uracil/Creatinine:SRto:Pt:Urine:Qn: | Liquid Chromatography Tandem Mass Spectrometry (LC-MS/MS)
2016-12-07 | PUPYU | Purines and Pyrimidines Panel, Random, Urine | 41979 | Uric Acid | 34385-5 | Urate/Creatinine:SRto:Pt:Urine:Qn: | Liquid Chromatography Tandem Mass Spectrometry (LC-MS/MS)
2016-12-07 | PUPYU | Purines and Pyrimidines Panel, Random, Urine | 41980 | Hypoxanthine | 38366-1 | Hypoxanthine/Creatinine:SRto:Pt:Urine:Qn: | Liquid Chromatography Tandem Mass Spectrometry (LC-MS/MS)
2016-12-07 | PUPYU | Purines and Pyrimidines Panel, Random, Urine | 41981 | Xanthine | 38371-1 | Xanthine/Creatinine:SRto:Pt:Urine:Qn: | Liquid Chromatography Tandem Mass Spectrometry (LC-MS/MS)
2016-12-07 | PUPYU | Purines and Pyrimidines Panel, Random, Urine | 42201 | Interpretation (PUPYU) | 79677-1 | Purine & Pyrimidine pattern:Imp:Pt:Urine:Nar: | Liquid Chromatography Tandem Mass Spectrometry (LC-MS/MS)
2016-12-07 | CHFXH | Chromosome Analysis, Hematologic Disorders, Fixed Cells | 38488 | Interpretation | 69965-2 | Clinical cytogeneticist review:Imp:Pt:XXX:Nar: | Chromosome Analysis
2016-12-07 | CHFXH | Chromosome Analysis, Hematologic Disorders, Fixed Cells | 38491 | Specimen | 31208-2 | Specimen source:Prid:Pt:XXX:Nom: | Chromosome Analysis
2016-12-07 | CHFXH | Chromosome Analysis, Hematologic Disorders, Fixed Cells | 38494 | Banding Method | 62359-5 | Chromosome banding method:Type:Pt:Bld/Tiss:Nom:Molgen | Chromosome Analysis
2016-12-07 | PUPYU | Purines and Pyrimidines Panel, Random, Urine | 38251 | Dihydroorotic | 78694-7 | Dihydroorotate/Creatinine:SRto:Pt:Urine:Qn: | Liquid Chromatography Tandem Mass Spectrometry (LC-MS/MS)
2016-12-07 | PUPYU | Purines and Pyrimidines Panel, Random, Urine | 38252 | Deoxythymidine | 59215-4 | Thymidine/Creatinine:SRto:Pt:Urine:Qn: | Liquid Chromatography Tandem Mass Spectrometry (LC-MS/MS)
2016-12-07 | PUPYU | Purines and Pyrimidines Panel, Random, Urine | 38254 | AICAR | 75151-1 | Acadesine/Creatinine:SRto:Pt:Urine:Qn: | Liquid Chromatography Tandem Mass Spectrometry (LC-MS/MS)
2016-12-07 | PUPYU | Purines and Pyrimidines Panel, Random, Urine | 38255 | Dihydrouracil | 79685-4 | 5,6-Dihydrouracil/Creatinine:SRto:Pt:Urine:Qn: | Liquid Chromatography Tandem Mass Spectrometry (LC-MS/MS)
2016-12-07 | PUPYU | Purines and Pyrimidines Panel, Random, Urine | 38256 | Dihydrothymine | 78693-9 | Dihydrothymine/Creatinine:SRto:Pt:Urine:Qn: | Liquid Chromatography Tandem Mass Spectrometry (LC-MS/MS)
2016-12-07 | PUPYU | Purines and Pyrimidines Panel, Random, Urine | 38257 | N-carbamoyl-beta-alanine | 59251-9 | N-carbamoyl beta alanine/Creatinine:SRto:Pt:Urine:Qn: | Liquid Chromatography Tandem Mass Spectrometry (LC-MS/MS)
2016-12-07 | PUPYU | Purines and Pyrimidines Panel, Random, Urine | 38258 | N-carbamoyl-beta-aminoisobutyric Acid | 79647-4 | Beta-ureidoisobutyrate/Creatinine:SRto:Pt:Urine:Qn: | Liquid Chromatography Tandem Mass Spectrometry (LC-MS/MS)
2016-12-07 | HIVDI | HIV-1 and HIV-2 Antibody Confirmation and Differentiation, Serum | 36112 | HIV-1 Ab Differentiation, S | 68961-2 | HIV 1 Ab:PrThr:Pt:Ser/Plas/Bld:Ord:IA.rapid | Rapid Immunochromatographic Assay
2016-12-07 | HIVDI | HIV-1 and HIV-2 Antibody Confirmation and Differentiation, Serum | 36113 | HIV-2 Ab Differentiation, S | 81641-3 | HIV 2 Ab:PrThr:Pt:Ser/Plas/Bld:Ord:IA.rapid | Rapid Immunochromatographic Assay
2016-12-07 | JAK2M | JAK2 V617F Mutation Detection, Bone Marrow | 31157 | JAK2 V617F Mutation Detection, BM | 72333-8 | JAK2 gene.p.Val617Phe:PrThr:Pt:Bone mar:Ord:Molgen | Quantitative Polymerase Chain Reaction (PCR)
2016-12-07 | JAK2V | JAK2 V617F Mutation Detection, Varies | 31160 | JAK2 V617F Mutation Detection, V | 43399-5 | JAK2 gene.p.Val617Phe:PrThr:Pt:Bld/Tiss:Ord:Molgen | Quantitative Polymerase Chain Reaction (PCR)
2016-12-07 | PUPYU | Purines and Pyrimidines Panel, Random, Urine | 38239 | Adenine | 59203-0 | Adenine/Creatinine:SRto:Pt:Urine:Qn: | Liquid Chromatography Tandem Mass Spectrometry (LC-MS/MS)
2016-12-07 | PUPYU | Purines and Pyrimidines Panel, Random, Urine | 38240 | Adenosine | 75160-2 | Adenosine/Creatinine:SRto:Pt:Urine:Qn: | Liquid Chromatography Tandem Mass Spectrometry (LC-MS/MS)
2016-12-07 | PUPYU | Purines and Pyrimidines Panel, Random, Urine | 38241 | Deoxyadenosine | 59199-0 | Deoxyadenosine/Creatinine:SRto:Pt:Urine:Qn: | Liquid Chromatography Tandem Mass Spectrometry (LC-MS/MS)
2016-12-07 | PUPYU | Purines and Pyrimidines Panel, Random, Urine | 38242 | Deoxyguanosine | 59201-4 | Deoxyguanosine/Creatinine:SRto:Pt:Urine:Qn: | Liquid Chromatography Tandem Mass Spectrometry (LC-MS/MS)
2016-12-07 | PUPYU | Purines and Pyrimidines Panel, Random, Urine | 38243 | Deoxyinosine | 59202-2 | Deoxyinosine/Creatinine:SRto:Pt:Urine:Qn: | Liquid Chromatography Tandem Mass Spectrometry (LC-MS/MS)
2016-12-07 | PUPYU | Purines and Pyrimidines Panel, Random, Urine | 38244 | Guanosine | 78691-3 | Guanosine/Creatinine:SRto:Pt:Urine:Qn: | Liquid Chromatography Tandem Mass Spectrometry (LC-MS/MS)
2016-12-07 | PUPYU | Purines and Pyrimidines Panel, Random, Urine | 38245 | Inosine | 59210-5 | Inosine/Creatinine:SRto:Pt:Urine:Qn: | Liquid Chromatography Tandem Mass Spectrometry (LC-MS/MS)
2016-12-07 | PUPYU | Purines and Pyrimidines Panel, Random, Urine | 38246 | Orotic Acid | 17869-9 | Orotate/Creatinine:SRto:Pt:Urine:Qn: | Liquid Chromatography Tandem Mass Spectrometry (LC-MS/MS)
2016-12-07 | PUPYU | Purines and Pyrimidines Panel, Random, Urine | 38247 | Succinyladenosine | 59214-7 | Succinyladenosine/Creatinine:SRto:Pt:Urine:Qn: | Liquid Chromatography Tandem Mass Spectrometry (LC-MS/MS)
2016-12-07 | PUPYU | Purines and Pyrimidines Panel, Random, Urine | 38248 | Thymidine | 59215-4 | Thymidine/Creatinine:SRto:Pt:Urine:Qn: | Liquid Chromatography Tandem Mass Spectrometry (LC-MS/MS)
2016-12-07 | PUPYU | Purines and Pyrimidines Panel, Random, Urine | 38249 | Thymine | 48157-2 | Thymine/Creatinine:SRto:Pt:Urine:Qn: | Liquid Chromatography Tandem Mass Spectrometry (LC-MS/MS)
2016-12-07 | PUPYU | Purines and Pyrimidines Panel, Random, Urine | 38250 | Uridine | 59216-2 | Uridine/Creatinine:SRto:Pt:Urine:Qn: | Liquid Chromatography Tandem Mass Spectrometry (LC-MS/MS)
2016-12-07 | AFPA | Alpha-Fetoprotein, Amniotic Fluid | 24235 | Interpretation | 59462-2 | Clinical biochemist review:Imp:Pt:XXX:Nar: | AFPA: Immunoenzymatic Assay ACHE_: Polyacrylamide Electrophoresis
2016-12-01 | F81P | Hemophilia A F8 Gene, Intron 1 Inversion Known Mutation Analysis, Prenatal | 35004 | HA F8 Intron 1 Inversion, AF or CVS | 82342-7 | F8 gene intron 1 inversion targeted mutation analysis:Find:Pt:Amnio fld/CVS:Doc:Molgen | Polymerase Chain Reaction (PCR)
2016-11-28 | CMAPC | Chromosomal Microarray, Autopsy, Products of Conception, or Stillbirth | 55259 | Additional Information | 48767-8 | Annotation comment:Imp:Pt:{system}:Nar: | Chromosomal Microarray (CMA)
2016-11-28 | FGF1F | FGFR1 (8p11.2) Amplification, FISH, Tissue | 55221 | Additional Information | 48767-8 | Annotation comment:Imp:Pt:{system}:Nar: | Fluorescence In Situ Hybridization (FISH)
2016-11-28 | LALB | Lysosomal Acid Lipase, Blood | 62954 | Lysosomal Acid Lipase, B | 73958-1 | Cholesterol esterase:CCnc:Pt:Bld.dot:Qn: | Fluorometric Enzyme Assay
2016-11-28 | LALBS | Lysosomal Acid Lipase, Blood Spot | 62955 | Lysosomal Acid Lipase, BS | 73958-1 | Cholesterol esterase:CCnc:Pt:Bld.dot:Qn: | Fluorometric Enzyme Assay
2016-11-28 | METF | MET (7q31), FISH, Tissue | 55211 | Additional Information | 48767-8 | Annotation comment:Imp:Pt:{system}:Nar: | Fluorescence In Situ Hybridization (FISH)
2016-11-28 | MITOP | Mitochondrial Full Genome Analysis, Next-Generation Sequencing (NGS), Varies | 55284 | Additional Information | 48767-8 | Annotation comment:Imp:Pt:{system}:Nar: | Long-Range Polymerase Chain Reaction (LR-PCR) followed by Next-Generation Sequencing (NGS)
2016-11-28 | MASF | Angiosarcoma, MYC (8q24) Amplification, FISH, Tissue | 55126 | Additional Information | 48767-8 | Annotation comment:Imp:Pt:{system}:Nar: | Fluorescence In Situ Hybridization (FISH)
2016-11-28 | CMACB | Chromosomal Microarray, Congenital, Blood | 55128 | Additional Information | 48767-8 | Annotation comment:Imp:Pt:{system}:Nar: | Chromosomal Microarray (CMA)
2016-11-28 | CMAFF | Chromosomal Microarray (CMA) Familial Testing, FISH | 55129 | Additional Information | 48767-8 | Annotation comment:Imp:Pt:{system}:Nar: | Fluorescence In Situ Hybridization (FISH)
2016-11-28 | MAMLF | MAML2 (11q21) Rearrangement, Mucoepidermoid Carcinoma (MEC), FISH, Tissue | 55137 | Additional Information | 48767-8 | Annotation comment:Imp:Pt:{system}:Nar: | Fluorescence In Situ Hybridization (FISH)
2016-11-28 | MDM2F | MDM2 (12q15) Amplification, Well-Differentiated Liposarcoma/Atypical Lipomatous Tumor, FISH, Tissue | 55133 | Additional Information | 48767-8 | Annotation comment:Imp:Pt:{system}:Nar: | Fluorescence In Situ Hybridization (FISH)
2016-11-28 | PDGF | PDGFB (22q13), Dermatofibrosarcoma Protuberans/Giant Cell Fibroblastoma, FISH, Tissue | 55131 | Additional Information | 48767-8 | Annotation comment:Imp:Pt:{system}:Nar: | Fluorescence In Situ Hybridization (FISH)
2016-11-28 | RETF | Lung Cancer, RET (10q11) Rearrangement, FISH, Tissue | 55124 | Additional Information | 48767-8 | Annotation comment:Imp:Pt:{system}:Nar: | Fluorescence In Situ Hybridization (FISH)
2016-11-28 | SGTF | MYB (6q23) Rearrangement FISH, Tissue | 55127 | Additional Information | 48767-8 | Annotation comment:Imp:Pt:{system}:Nar: | Fluorescence In Situ Hybridization (FISH)
2016-11-28 | TFE3F | Alveolar Soft Part Sarcoma (ASPS)/Renal Cell Carcinoma (RCC), Xp11.23 (TFE3), FISH, Tissue | 55122 | Additional Information | 48767-8 | Annotation comment:Imp:Pt:{system}:Nar: | Fluorescence In Situ Hybridization (FISH)
2016-11-28 | USPF | USP6 (17p13), Aneurysmal Bone Cyst and Nodular Fasciitis, FISH, Tissue | 55135 | Additional Information | 48767-8 | Annotation comment:Imp:Pt:{system}:Nar: | Fluorescence In Situ Hybridization (FISH)
2016-11-28 | MSTF | Myeloid Sarcoma, FISH, Tissue | 55121 | Additional Information | 48767-8 | Annotation comment:Imp:Pt:{system}:Nar: | Fluorescence In Situ Hybridization (FISH)
2016-11-28 | EWSF | Ewing Sarcoma, 22q12 (EWSR1) Rearrangement, FISH, Tissue | 55030 | Additional Information | 48767-8 | Annotation comment:Imp:Pt:{system}:Nar: | Fluorescence In Situ Hybridization (FISH)
2016-11-28 | FUSF | Low-Grade Fibromyxoid Sarcoma (LGFMS), 16p11.2 (FUS or TLS) Rearrangement, FISH, Tissue | 55034 | Additional Information | 48767-8 | Annotation comment:Imp:Pt:{system}:Nar: | Fluorescence In Situ Hybridization (FISH)
2016-11-28 | IMTF | Inflammatory Myofibroblastic Tumors (IMT), 2p23 (ALK) Rearrangement, FISH, Tissue | 55029 | Additional Information | 48767-8 | Annotation comment:Imp:Pt:{system}:Nar: | Fluorescence In Situ Hybridization (FISH)
2016-11-28 | PLASF | Plasma Cell Proliferative Disorder, FISH, Tissue | 55033 | Additional Information | 48767-8 | Annotation comment:Imp:Pt:{system}:Nar: | Fluorescence In Situ Hybridization (FISH)
2016-11-28 | ROS1F | Lung Cancer, ROS1 (6q22) Rearrangement, FISH, Tissue | 55035 | Additional Information | 48767-8 | Annotation comment:Imp:Pt:{system}:Nar: | Fluorescence In Situ Hybridization (FISH)
2016-11-28 | DDITF | Myxoid/Round Cell Liposarcoma, 12q13 (DDIT3 or CHOP) Rearrangement, FISH, Tissue | 55027 | Additional Information | 48767-8 | Annotation comment:Imp:Pt:{system}:Nar: | Fluorescence In Situ Hybridization (FISH)
2016-11-28 | ESTUF | Endometrial Stromal Tumors (EST), 7p15 (JAZF1), 6p21.32 (PHF1), 17p13.3 (YWHAE) Rearrangement, FISH, Tissue | 55026 | Additional Information | 48767-8 | Annotation comment:Imp:Pt:{system}:Nar: | Fluorescence In Situ Hybridization (FISH)
2016-11-28 | LCAF | Lung Cancer, ALK (2p23) Rearrangement, FISH, Tissue | 55023 | Additional Information | 48767-8 | Annotation comment:Imp:Pt:{system}:Nar: | Fluorescence In Situ Hybridization (FISH)
2016-11-28 | MISCF | Miscellaneous Studies Using Chromosome-Specific Probes, FISH | 55028 | Additional Information | 48767-8 | Annotation comment:Imp:Pt:{system}:Nar: | Fluorescence In Situ Hybridization (FISH)
2016-11-28 | SS18F | Synovial Sarcoma (SS), 18q11.2 (SS18 or SYT) Rearrangement, FISH, Tissue | 55024 | Additional Information | 48767-8 | Annotation comment:Imp:Pt:{system}:Nar: | Fluorescence In Situ Hybridization (FISH)
2016-11-28 | ATHL | Alpha-Globin Gene Analysis | 54871 | Additional Information | 48767-8 | Annotation comment:Imp:Pt:{system}:Nar: | Only orderable as part of a profile. For more information see ATHAL / Alpha-Globin Gene Analysis.
2016-11-28 | GLIOF | 1p/19q Deletion in Gliomas, FISH, Tissue | 54579 | Additional Information | 48767-8 | Annotation comment:Imp:Pt:{system}:Nar: | Fluorescence In Situ Hybridization (FISH) Using DNA Probes
2016-11-28 | FOXOF | Alveolar Rhabdomyosarcoma (ARMS), 13q14 (FOXO1 or FKHR) Rearrangement, FISH, Tissue | 54592 | Additional Information | 48767-8 | Annotation comment:Imp:Pt:{system}:Nar: | Fluorescence In Situ Hybridization (FISH)
2016-11-28 | MCADZ | Medium-Chain Acyl-CoA Dehydrogenase (MCAD) Deficiency Full Gene Analysis, Varies | 53974 | Additional Information | 48767-8 | Annotation comment:Imp:Pt:{system}:Nar: | Polymerase Chain Reaction (PCR) Amplification/DNA Sequencing
2016-11-28 | VLCZ | Very Long Chain Acyl-CoA Dehydrogenase Deficiency, Full Gene Analysis, Varies | 54044 | Additional Information | 48767-8 | Annotation comment:Imp:Pt:{system}:Nar: | Polymerase Chain Reaction (PCR)/DNA Sequencing Analysis
2016-11-28 | BWRS | Beckwith-Wiedemann Syndrome/Russell-Silver Syndrome, Molecular Analysis, Varies | 52849 | Specimen | 31208-2 | Specimen source:Prid:Pt:XXX:Nom: | Multiplex Ligation-Dependent Probe Amplification (MLPA)
2016-11-28 | C9ORF | C9orf72 Hexanucleotide Repeat, Molecular Analysis, Varies | 52853 | Result | 77635-1 | C9orf72 gene.GGGGCC repeats:EntNum:Pt:Bld/Tiss:Qn:Molgen | Polymerase Chain Reaction (PCR)
2016-11-28 | C9ORF | C9orf72 Hexanucleotide Repeat, Molecular Analysis, Varies | 52856 | Specimen | 31208-2 | Specimen source:Prid:Pt:XXX:Nom: | Polymerase Chain Reaction (PCR)
2016-11-28 | FXS | Fragile X Syndrome, Molecular Analysis, Varies | 52871 | Result | 81856-7 | FMR1 gene CGG repeat analysis:Find:Pt:Bld/Tiss:Doc:Molgen | Polymerase Chain Reaction (PCR)
2016-11-28 | HAD | Huntington Disease, Molecular Analysis, Varies | 52886 | Result | 53782-9 | HTT gene.CAG repeats:EntNum:Pt:Bld/Tiss:Qn:Molgen | Polymerase Chain Reaction (PCR)
2016-11-28 | MPS1Z | Hurler Syndrome, Full Gene Analysis, Varies | 53953 | Additional Information | 48767-8 | Annotation comment:Imp:Pt:{system}:Nar: | Polymerase Chain Reaction (PCR) followed by DNA Sequencing
2016-11-28 | NGAML | MayoComplete Acute Myeloid Leukemia, 11-Gene Panel, Varies | 43491 | Additional Notes | 48767-8 | Annotation comment:Imp:Pt:{system}:Nar: | Next-Generation Sequencing (NGS)
2016-11-28 | CMAMT | Chromosomal Microarray, Autopsy/Products of Conception/Stillbirth, Tissue | 44010 | Specimen | 31208-2 | Specimen source:Prid:Pt:XXX:Nom: | Chromosomal Microarray (CMA)
2016-11-28 | CMAMT | Chromosomal Microarray, Autopsy/Products of Conception/Stillbirth, Tissue | 44011 | Source | 31208-2 | Specimen source:Prid:Pt:XXX:Nom: | Chromosomal Microarray (CMA)
2016-11-28 | CMAMT | Chromosomal Microarray, Autopsy/Products of Conception/Stillbirth, Tissue | 44014 | Additional Information | 48767-8 | Annotation comment:Imp:Pt:{system}:Nar: | Chromosomal Microarray (CMA)
2016-11-28 | PRKAF | Fibrolamellar Carcinoma, 19p13.1 (PRKACA) Rearrangement, FISH, Tissue | 40677 | Additional Information | 48767-8 | Annotation comment:Imp:Pt:{system}:Nar: | Fluorescence In Situ Hybridization (FISH)
2016-11-28 | LALB | Lysosomal Acid Lipase, Blood | 36338 | Interpretation (LALB) | 59462-2 | Clinical biochemist review:Imp:Pt:XXX:Nar: | Fluorometric Enzyme Assay
2016-11-28 | LALBS | Lysosomal Acid Lipase, Blood Spot | 36340 | Interpretation (LALBS) | 59462-2 | Clinical biochemist review:Imp:Pt:XXX:Nar: | Fluorometric Enzyme Assay
2016-11-28 | NGSHM | MayoComplete Myeloid Neoplasms, Comprehensive OncoHeme Next-Generation Sequencing, Varies | 37278 | Additional Notes | 48767-8 | Annotation comment:Imp:Pt:{system}:Nar: | Next-Generation Sequencing (NGS)
2016-11-28 | LLPT | Leukemia/Lymphoma Immunophenotyping, Flow Cytometry, Tissue | 19572 | Clinical History: | 22636-5 | Path report.relevant Hx:Find:Pt:Specimen:Nar: | Immunophenotyping
2016-11-28 | LLPT | Leukemia/Lymphoma Immunophenotyping, Flow Cytometry, Tissue | 19578 | Special Procedures: | 30954-2 | Relevant diagnostic tests &or laboratory data:Find:Pt:^Patient:Nar: | Immunophenotyping
2016-11-04 | APCRV | Activated Protein C Resistance V (APCRV), Plasma | INT55 | Interpretation | 48591-2 | Activated protein C resistance:Imp:Pt:PPP:Nom: | Optical Clot-Based
2016-11-04 | LCMSP | Microsporidia species, Molecular Detection, PCR, Varies | MSPS | Specimen Source | 31208-2 | Specimen source:Prid:Pt:XXX:Nom: | Real-Time Polymerase Chain Reaction (PCR)/DNA Probe Hybridization
2016-11-04 | HBIM | Hepatitis B Virus Core IgM Antibody, Serum | HBIM | HBc IgM Ab, S | 24113-3 | Hepatitis B virus core Ab.IgM:PrThr:Pt:Ser/Plas:Ord:IA | Electrochemiluminescence Immunoassay (ECLIA)
2016-11-04 | GIP | Gastrointestinal Pathogen Panel, PCR, Feces | 37092 | Escherichia coli O157 serotype | 82204-9 | Escherichia coli O157 DNA:PrThr:Pt:Stool:Ord:Non-probe.amp.tar | Multiplex Polymerase Chain Reaction (PCR)
2016-11-04 | GIP | Gastrointestinal Pathogen Panel, PCR, Feces | 37094 | Cryptosporidium species | 82205-6 | Cryptosporidium sp DNA:PrThr:Pt:Stool:Ord:Non-probe.amp.tar | Multiplex Polymerase Chain Reaction (PCR)
2016-11-04 | GIP | Gastrointestinal Pathogen Panel, PCR, Feces | 37095 | Cyclospora cayetanensis | 82206-4 | Cyclospora cayetanensis DNA:PrThr:Pt:Stool:Ord:Non-probe.amp.tar | Multiplex Polymerase Chain Reaction (PCR)
2016-11-04 | GIP | Gastrointestinal Pathogen Panel, PCR, Feces | 37096 | Entamoeba histolytica | 82207-2 | Entamoeba histolytica DNA:PrThr:Pt:Stool:Ord:Non-probe.amp.tar | Multiplex Polymerase Chain Reaction (PCR)
2016-11-04 | GIP | Gastrointestinal Pathogen Panel, PCR, Feces | 37097 | Giardia | 82208-0 | Giardia lamblia DNA:PrThr:Pt:Stool:Ord:Non-probe.amp.tar | Multiplex Polymerase Chain Reaction (PCR)
2016-11-04 | GIP | Gastrointestinal Pathogen Panel, PCR, Feces | 37099 | Astrovirus | 82210-6 | Astrovirus subtypes 1-8 RNA:PrThr:Pt:Stool:Ord:Non-probe.amp.tar | Multiplex Polymerase Chain Reaction (PCR)
2016-11-04 | GIP | Gastrointestinal Pathogen Panel, PCR, Feces | 37100 | Norovirus GI/GII | 82211-4 | Norovirus genogroup I+II RNA:PrThr:Pt:Stool:Ord:Non-probe.amp.tar | Multiplex Polymerase Chain Reaction (PCR)
2016-11-04 | GIP | Gastrointestinal Pathogen Panel, PCR, Feces | 37101 | Rotavirus | 82212-2 | Rotavirus A RNA:PrThr:Pt:Stool:Ord:Non-probe.amp.tar | Multiplex Polymerase Chain Reaction (PCR)
2016-11-04 | GIP | Gastrointestinal Pathogen Panel, PCR, Feces | 37103 | Sapovirus | 82213-0 | Sapovirus genogroups I+II+IV+V RNA:PrThr:Pt:Stool:Ord:Non-probe.amp.tar | Multiplex Polymerase Chain Reaction (PCR)
2016-11-04 | CRITH | DNA Double-Stranded (dsDNA) Antibodies by Crithidia luciliae IFA, IgG, Serum | 37268 | Crithidia Interpretation | 69048-7 | Immunologist review:Imp:Pt:XXX:Nar: | Indirect Immunofluorescence
2016-11-04 | GIP | Gastrointestinal Pathogen Panel, PCR, Feces | 37081 | Campylobacter species | 82196-7 | Campylobacter coli+jejuni+upsaliensis DNA:PrThr:Pt:Stool:Ord:Non-probe.amp.tar | Multiplex Polymerase Chain Reaction (PCR)
2016-11-04 | GIP | Gastrointestinal Pathogen Panel, PCR, Feces | 37083 | Plesiomonas shigelloides | 82198-3 | Plesiomonas shigelloides DNA:PrThr:Pt:Stool:Ord:Non-probe.amp.tar | Multiplex Polymerase Chain Reaction (PCR)
2016-11-04 | GIP | Gastrointestinal Pathogen Panel, PCR, Feces | 37084 | Salmonella species | 82199-1 | Salmonella enterica+bongori DNA:PrThr:Pt:Stool:Ord:Non-probe.amp.tar | Multiplex Polymerase Chain Reaction (PCR)
2016-11-04 | GIP | Gastrointestinal Pathogen Panel, PCR, Feces | 37085 | Vibrio species | 82200-7 | Vibrio cholerae+parahaemolyticus+vulnificus DNA:PrThr:Pt:Stool:Ord:Non-probe.amp.tar | Multiplex Polymerase Chain Reaction (PCR)
2016-11-04 | GIP | Gastrointestinal Pathogen Panel, PCR, Feces | 37086 | Vibrio cholerae | 82201-5 | Vibrio cholerae DNA:PrThr:Pt:Stool:Ord:Non-probe.amp.tar | Multiplex Polymerase Chain Reaction (PCR)
2016-11-04 | GIP | Gastrointestinal Pathogen Panel, PCR, Feces | 37087 | Yersinia species | 82202-3 | Yersinia enterocolitica DNA:PrThr:Pt:Stool:Ord:Non-probe.amp.tar | Multiplex Polymerase Chain Reaction (PCR)
2016-10-31 | QFP | Q Fever Antibody, IgG and IgM, Serum | 24010 | Interpretation | 69048-7 | Immunologist review:Imp:Pt:XXX:Nar: | Indirect Immunofluorescence
2016-10-26 | COXIS | Coccidioides Antibody Screen with Reflex, Serum | COXQ2 | Coccidioides Ab Screen, S | 40712-2 | Coccidioides immitis Ab:PrThr:Pt:Ser:Ord:IA | COXIS: Enzyme Immunoassay (EIA) RSCOC: Complement Fixation (CF)/Immunodiffusion (ID)
2016-10-26 | FGFR2 | FGFR2 (10q26.1) Rearrangement, FISH, Tissue | 38098 | Specimen | 31208-2 | Specimen source:Prid:Pt:XXX:Nom: | Fluorescence In Situ Hybridization (FISH)
2016-10-26 | FGFR2 | FGFR2 (10q26.1) Rearrangement, FISH, Tissue | 38099 | Source | 31208-2 | Specimen source:Prid:Pt:XXX:Nom: | Fluorescence In Situ Hybridization (FISH)
2016-10-26 | PRKAF | Fibrolamellar Carcinoma, 19p13.1 (PRKACA) Rearrangement, FISH, Tissue | 40669 | Result Summary | 50397-9 | Molecular diagnostic overall interpretation:PrThr:Pt:Bld/Tiss:Ord:Molgen | Fluorescence In Situ Hybridization (FISH)
2016-10-10 | TOBPA | Tobramycin, Peak, Serum | TOBPA | Tobramycin, Peak, S | 4057-6 | Tobramycin^peak:MCnc:Pt:Ser/Plas:Qn: | Immunoassay
2016-10-10 | TOBRA | Tobramycin, Random, Serum | TOBRA | Tobramycin, Random, S | 35670-9 | Tobramycin:MCnc:Pt:Ser/Plas:Qn: | Immunoassay
2016-10-10 | TOBTA | Tobramycin, Trough, Serum | TOBTA | Tobramycin, Trough, S | 4059-2 | Tobramycin^trough:MCnc:Pt:Ser/Plas:Qn: | Immunoassay
2016-10-10 | ALBFL | Albumin, Body Fluid | 797FL | Fluid Type, Albumin | 14725-6 | Fluid:Type:Pt:Body fld:Nom: | Colorimetric
2016-09-19 | IA2 | Islet Antigen 2 (IA-2) Antibody, Serum | 89588 | IA-2 Ab, S | 81155-4 | Islet cell 512 Ab:SCnc:Pt:Ser:Qn: | Radioimmunoassay (RIA)
2016-09-19 | ARSU | Arylsulfatase A, 24 Hour, Urine | 37423 | Interpretation (ARSU) | 59462-2 | Clinical biochemist review:Imp:Pt:XXX:Nar: | Colorimetric, Enzyme Assay
2016-09-19 | NGSHM | MayoComplete Myeloid Neoplasms, Comprehensive OncoHeme Next-Generation Sequencing, Varies | 37420 | Disclaimer | 62364-5 | Test performance information:Find:Pt:XXX:Nar: | Next-Generation Sequencing (NGS)
2016-09-16 | HE4 | Human Epididymis Protein 4, Serum | HE4 | HE4, S | 55180-4 | Human epididymis protein 4:SCnc:Pt:Ser/Plas:Qn: | Electrochemiluminescence Immunoassay (ECLIA)
2016-09-16 | LY27B | HLA-B27, Blood | LY27 | HLA-B27 Result | 26028-1 | HLA-B27:PrThr:Pt:Bld/Tiss:Ord:Flow cytometry | Flow Cytometry
2016-09-16 | MTBS | Microsporidia Stain, Varies | MTBS | Microsporidia Stain | 10857-1 | Microsporidia identified:Prid:Pt:XXX:Nom:Microscopy.light | Trichrome-Blue Stain (Ryan Modification)
2016-09-16 | MTHX | Methotrexate, Serum | MTHX | Methotrexate, S | 14836-1 | Methotrexate:SCnc:Pt:Ser/Plas:Qn: | Immunoassay
2016-09-16 | MUC | Mucor, IgE, Serum | MUC | Mucor, IgE | 6182-0 | Mucor racemosus Ab.IgE:ACnc:Pt:Ser:Qn: | Fluorescence Enzyme Immunoassay (FEIA)
2016-09-16 | BORDG | Bordetella pertussis Antibody, IgG, Serum | BIGG | B. pertussis IgG | 29659-0 | Bordetella pertussis Ab.IgG:PrThr:Pt:Ser:Ord:IA | Enzyme-Linked Immunosorbent Assay (ELISA)
2016-09-16 | BORDG | Bordetella pertussis Antibody, IgG, Serum | DEXBG | B.pertussis Value | 42330-1 | Bordetella pertussis Ab.IgG:ACnc:Pt:Ser:Qn:IA | Enzyme-Linked Immunosorbent Assay (ELISA)
2016-09-16 | CIFS | Cutaneous Immunofluorescence Antibodies, IgG, Serum | 21638 | Other | 48767-8 | Annotation comment:Imp:Pt:{system}:Nar: | Indirect Immunofluorescence
2016-09-16 | MTRNA | Trichomonas vaginalis, Nucleic Acid Amplification, Varies | 35034 | T.vaginalis, Misc, amplified RNA | 46154-1 | Trichomonas vaginalis rRNA:PrThr:Pt:XXX:Ord:Probe.amp.tar | Transcription-Mediated Amplification
2016-09-14 | FCQBA | Circulating Immune Complex, C1q Binding | Z2636 | CIC, C1q Binding | 27831-7 | Immune complex:ACnc:Pt:Ser/Plas:Qn:C1q binding assay | Semi-Quantitative Enzyme-Linked Immunosorbent Assay
2016-09-12 | POXP | Fatty Acid Profile, Peroxisomal (C22-C26), Plasma | 36649 | Interpretation (POXP) | 59462-2 | Clinical biochemist review:Imp:Pt:XXX:Nar: | Gas Chromatography Mass Spectrometry (GC-MS)
2016-09-12 | MPNR | Myeloproliferative Neoplasm, JAK2 V617F with Reflex to CALR and MPL, Varies | 36687 | Final Diagnosis | 22637-3 | Path report.final diagnosis:Imp:Pt:Specimen:Nar: | Quantitative Polymerase Chain Reaction (qPCR)
2016-09-12 | POXP | Fatty Acid Profile, Peroxisomal (C22-C26), Plasma | 36641 | C22:0 | 30194-5 | Fatty acids.very long chain.C22:0:SCnc:Pt:Ser/Plas:Qn: | Gas Chromatography Mass Spectrometry (GC-MS)
2016-09-12 | POXP | Fatty Acid Profile, Peroxisomal (C22-C26), Plasma | 36642 | C24:0 | 30195-2 | Fatty acids.very long chain.C24:0:SCnc:Pt:Ser/Plas:Qn: | Gas Chromatography Mass Spectrometry (GC-MS)
2016-09-12 | POXP | Fatty Acid Profile, Peroxisomal (C22-C26), Plasma | 36643 | C26:0 | 30197-8 | Fatty acids.very long chain.C26:0:SCnc:Pt:Ser/Plas:Qn: | Gas Chromatography Mass Spectrometry (GC-MS)
2016-09-12 | POXP | Fatty Acid Profile, Peroxisomal (C22-C26), Plasma | 36644 | C24:0/C22:0 | 30196-0 | Fatty acids.very long chain.C24:0/C22:0:SRto:Pt:Ser/Plas:Qn: | Gas Chromatography Mass Spectrometry (GC-MS)
2016-09-12 | POXP | Fatty Acid Profile, Peroxisomal (C22-C26), Plasma | 36646 | Pristanic Acid | 22761-1 | Pristanate:SCnc:Pt:Ser/Plas:Qn: | Gas Chromatography Mass Spectrometry (GC-MS)
2016-09-12 | POXP | Fatty Acid Profile, Peroxisomal (C22-C26), Plasma | 36647 | Phytanic Acid | 22671-2 | Phytanate:SCnc:Pt:Ser/Plas:Qn: | Gas Chromatography Mass Spectrometry (GC-MS)
2016-09-12 | POXP | Fatty Acid Profile, Peroxisomal (C22-C26), Plasma | 36648 | Pristanic/Phytanic | 30550-8 | Pristanate/Phytanate:SRto:Pt:Ser/Plas:Qn: | Gas Chromatography Mass Spectrometry (GC-MS)
2016-09-12 | PFAPC | Fatty Acid Profile, Comprehensive (C8-C26), Plasma | 36631 | Total Saturated | 35175-9 | Fatty acids.saturated:SCnc:Pt:Ser/Plas:Qn: | Gas Chromatography-Mass Spectrometry (GC-MS) Stable Isotope Dilution Analysis
2016-09-12 | PFAPC | Fatty Acid Profile, Comprehensive (C8-C26), Plasma | 36632 | Total Monounsaturated | 35176-7 | Fatty acids.monounsaturated:SCnc:Pt:Ser/Plas:Qn: | Gas Chromatography-Mass Spectrometry (GC-MS) Stable Isotope Dilution Analysis
2016-09-12 | PFAPC | Fatty Acid Profile, Comprehensive (C8-C26), Plasma | 36633 | Total Polyunsaturated | 35177-5 | Fatty acids.polyunsaturated:SCnc:Pt:Ser/Plas:Qn: | Gas Chromatography-Mass Spectrometry (GC-MS) Stable Isotope Dilution Analysis
2016-09-12 | PFAPC | Fatty Acid Profile, Comprehensive (C8-C26), Plasma | 36634 | Total w3 | 35178-3 | Fatty acids.omega 3:SCnc:Pt:Ser/Plas:Qn: | Gas Chromatography-Mass Spectrometry (GC-MS) Stable Isotope Dilution Analysis
2016-09-12 | PFAPC | Fatty Acid Profile, Comprehensive (C8-C26), Plasma | 36635 | Total w6 | 35179-1 | Fatty acids.omega 6:SCnc:Pt:Ser/Plas:Qn: | Gas Chromatography-Mass Spectrometry (GC-MS) Stable Isotope Dilution Analysis
2016-09-12 | PFAPC | Fatty Acid Profile, Comprehensive (C8-C26), Plasma | 36636 | Total Fatty Acids | 24461-6 | Fatty acids:SCnc:Pt:Ser/Plas:Qn: | Gas Chromatography-Mass Spectrometry (GC-MS) Stable Isotope Dilution Analysis
2016-09-12 | PFAPC | Fatty Acid Profile, Comprehensive (C8-C26), Plasma | 36637 | Interpretation (PFAPC) | 59462-2 | Clinical biochemist review:Imp:Pt:XXX:Nar: | Gas Chromatography-Mass Spectrometry (GC-MS) Stable Isotope Dilution Analysis
2016-09-12 | PFAPC | Fatty Acid Profile, Comprehensive (C8-C26), Plasma | 36616 | h-g-Linolenic Acid, C20:3w6 | 35171-8 | Homo-gamma linolenate:SCnc:Pt:Ser/Plas:Qn: | Gas Chromatography-Mass Spectrometry (GC-MS) Stable Isotope Dilution Analysis
2016-09-12 | PFAPC | Fatty Acid Profile, Comprehensive (C8-C26), Plasma | 36617 | Arachidic Acid, C20:0 | 35169-2 | Arachidate:SCnc:Pt:Ser/Plas:Qn: | Gas Chromatography-Mass Spectrometry (GC-MS) Stable Isotope Dilution Analysis
2016-09-12 | PFAPC | Fatty Acid Profile, Comprehensive (C8-C26), Plasma | 36618 | DHA, C22:6w3 | 35174-2 | Docosahexaenoate:SCnc:Pt:Ser/Plas:Qn: | Gas Chromatography-Mass Spectrometry (GC-MS) Stable Isotope Dilution Analysis
2016-09-12 | PFAPC | Fatty Acid Profile, Comprehensive (C8-C26), Plasma | 36619 | DPA, C22:5w6 | 35181-7 | Docosapentaenate w6:SCnc:Pt:Ser/Plas:Qn: | Gas Chromatography-Mass Spectrometry (GC-MS) Stable Isotope Dilution Analysis
2016-09-12 | PFAPC | Fatty Acid Profile, Comprehensive (C8-C26), Plasma | 36620 | DPA, C22:5w3 | 35180-9 | Docosapentaenate w3:SCnc:Pt:Ser/Plas:Qn: | Gas Chromatography-Mass Spectrometry (GC-MS) Stable Isotope Dilution Analysis
2016-09-12 | PFAPC | Fatty Acid Profile, Comprehensive (C8-C26), Plasma | 36621 | DTA, C22:4w6 | 35182-5 | Docosatetraenoate:SCnc:Pt:Ser/Plas:Qn: | Gas Chromatography-Mass Spectrometry (GC-MS) Stable Isotope Dilution Analysis
2016-09-12 | PFAPC | Fatty Acid Profile, Comprehensive (C8-C26), Plasma | 36622 | Docosenoic Acid, C22:1 | 35160-1 | Docosenoate:SCnc:Pt:Ser/Plas:Qn: | Gas Chromatography-Mass Spectrometry (GC-MS) Stable Isotope Dilution Analysis
2016-09-12 | PFAPC | Fatty Acid Profile, Comprehensive (C8-C26), Plasma | 36623 | Docosanoic Acid, C22:0 | 30194-5 | Fatty acids.very long chain.C22:0:SCnc:Pt:Ser/Plas:Qn: | Gas Chromatography-Mass Spectrometry (GC-MS) Stable Isotope Dilution Analysis
2016-09-12 | PFAPC | Fatty Acid Profile, Comprehensive (C8-C26), Plasma | 36624 | Nervonic Acid, C24:1w9 | 35170-0 | Nervonate:SCnc:Pt:Ser/Plas:Qn: | Gas Chromatography-Mass Spectrometry (GC-MS) Stable Isotope Dilution Analysis
2016-09-12 | PFAPC | Fatty Acid Profile, Comprehensive (C8-C26), Plasma | 36625 | Tetracosanoic Acid, C24:0 | 30195-2 | Fatty acids.very long chain.C24:0:SCnc:Pt:Ser/Plas:Qn: | Gas Chromatography-Mass Spectrometry (GC-MS) Stable Isotope Dilution Analysis
2016-09-12 | PFAPC | Fatty Acid Profile, Comprehensive (C8-C26), Plasma | 36626 | Hexacosenoic Acid, C26:1 | 33036-5 | Fatty acids.very long chain.C26:1:SCnc:Pt:Ser/Plas:Qn: | Gas Chromatography-Mass Spectrometry (GC-MS) Stable Isotope Dilution Analysis
2016-09-12 | PFAPC | Fatty Acid Profile, Comprehensive (C8-C26), Plasma | 36627 | Hexacosanoic Acid, C26:0 | 30197-8 | Fatty acids.very long chain.C26:0:SCnc:Pt:Ser/Plas:Qn: | Gas Chromatography-Mass Spectrometry (GC-MS) Stable Isotope Dilution Analysis
2016-09-12 | PFAPC | Fatty Acid Profile, Comprehensive (C8-C26), Plasma | 36628 | Pristanic Acid, C15:0(CH3)4 | 22761-1 | Pristanate:SCnc:Pt:Ser/Plas:Qn: | Gas Chromatography-Mass Spectrometry (GC-MS) Stable Isotope Dilution Analysis
2016-09-12 | PFAPC | Fatty Acid Profile, Comprehensive (C8-C26), Plasma | 36629 | Phytanic Acid, C16:0(CH3)4 | 22671-2 | Phytanate:SCnc:Pt:Ser/Plas:Qn: | Gas Chromatography-Mass Spectrometry (GC-MS) Stable Isotope Dilution Analysis
2016-09-12 | PFAPC | Fatty Acid Profile, Comprehensive (C8-C26), Plasma | 36630 | Triene Tetraene Ratio | 35411-8 | Trienoate/Arachidonate:SRto:Pt:Ser/Plas:Qn: | Gas Chromatography-Mass Spectrometry (GC-MS) Stable Isotope Dilution Analysis
2016-09-12 | PFAPC | Fatty Acid Profile, Comprehensive (C8-C26), Plasma | 36601 | Myristoleic Acid, C14:1 | 35158-5 | Myristoleate:SCnc:Pt:Ser/Plas:Qn: | Gas Chromatography-Mass Spectrometry (GC-MS) Stable Isotope Dilution Analysis
2016-09-12 | PFAPC | Fatty Acid Profile, Comprehensive (C8-C26), Plasma | 36602 | Myristic Acid, C14:0 | 35157-7 | Myristate:SCnc:Pt:Ser/Plas:Qn: | Gas Chromatography-Mass Spectrometry (GC-MS) Stable Isotope Dilution Analysis
2016-09-12 | PFAPC | Fatty Acid Profile, Comprehensive (C8-C26), Plasma | 36603 | Hexadecadienoic Acid, C16:2 | 35154-4 | Hexadecadienoate:SCnc:Pt:Ser/Plas:Qn: | Gas Chromatography-Mass Spectrometry (GC-MS) Stable Isotope Dilution Analysis
2016-09-12 | PFAPC | Fatty Acid Profile, Comprehensive (C8-C26), Plasma | 36604 | Hexadecenoic Acid, C16:1w9 | 35155-1 | Hexadecenoate:SCnc:Pt:Ser/Plas:Qn: | Gas Chromatography-Mass Spectrometry (GC-MS) Stable Isotope Dilution Analysis
2016-09-12 | PFAPC | Fatty Acid Profile, Comprehensive (C8-C26), Plasma | 36605 | Palmitoleic Acid, C16:1w7 | 35162-7 | Palmitoleate:SCnc:Pt:Ser/Plas:Qn: | Gas Chromatography-Mass Spectrometry (GC-MS) Stable Isotope Dilution Analysis
2016-09-12 | PFAPC | Fatty Acid Profile, Comprehensive (C8-C26), Plasma | 36606 | Palmitic Acid, C16:0 | 35161-9 | Palmitate:SCnc:Pt:Ser/Plas:Qn: | Gas Chromatography-Mass Spectrometry (GC-MS) Stable Isotope Dilution Analysis
2016-09-12 | PFAPC | Fatty Acid Profile, Comprehensive (C8-C26), Plasma | 36607 | g-Linolenic Acid, C18:3w6 | 35163-5 | Gamma linolenate:SCnc:Pt:Ser/Plas:Qn: | Gas Chromatography-Mass Spectrometry (GC-MS) Stable Isotope Dilution Analysis
2016-09-12 | PFAPC | Fatty Acid Profile, Comprehensive (C8-C26), Plasma | 36608 | a-Linolenic Acid, C18:3w3 | 35164-3 | Alpha linolenate:SCnc:Pt:Ser/Plas:Qn: | Gas Chromatography-Mass Spectrometry (GC-MS) Stable Isotope Dilution Analysis
2016-09-12 | PFAPC | Fatty Acid Profile, Comprehensive (C8-C26), Plasma | 36609 | Linoleic Acid, C18:2w6 | 35165-0 | Linoleate:SCnc:Pt:Ser/Plas:Qn: | Gas Chromatography-Mass Spectrometry (GC-MS) Stable Isotope Dilution Analysis
2016-09-12 | PFAPC | Fatty Acid Profile, Comprehensive (C8-C26), Plasma | 36610 | Oleic Acid, C18:1w9 | 35166-8 | Oleate:SCnc:Pt:Ser/Plas:Qn: | Gas Chromatography-Mass Spectrometry (GC-MS) Stable Isotope Dilution Analysis
2016-09-12 | PFAPC | Fatty Acid Profile, Comprehensive (C8-C26), Plasma | 36611 | Vaccenic Acid, C18:1w7 | 35167-6 | Vaccenate:SCnc:Pt:Ser/Plas:Qn: | Gas Chromatography-Mass Spectrometry (GC-MS) Stable Isotope Dilution Analysis
2016-09-12 | PFAPC | Fatty Acid Profile, Comprehensive (C8-C26), Plasma | 36612 | Stearic Acid, C18:0 | 35149-4 | Octadecanoate:SCnc:Pt:Ser/Plas:Qn: | Gas Chromatography-Mass Spectrometry (GC-MS) Stable Isotope Dilution Analysis
2016-09-12 | PFAPC | Fatty Acid Profile, Comprehensive (C8-C26), Plasma | 36613 | EPA, C20:5w3 | 35173-4 | Eicosapentaenoate:SCnc:Pt:Ser/Plas:Qn: | Gas Chromatography-Mass Spectrometry (GC-MS) Stable Isotope Dilution Analysis
2016-09-12 | PFAPC | Fatty Acid Profile, Comprehensive (C8-C26), Plasma | 36614 | Arachidonic Acid, C20:4w6 | 35168-4 | Arachidonate:SCnc:Pt:Ser/Plas:Qn: | Gas Chromatography-Mass Spectrometry (GC-MS) Stable Isotope Dilution Analysis
2016-09-12 | PFAPC | Fatty Acid Profile, Comprehensive (C8-C26), Plasma | 36615 | Mead Acid, C20:3w9 | 35172-6 | Mead acid:SCnc:Pt:Ser/Plas:Qn: | Gas Chromatography-Mass Spectrometry (GC-MS) Stable Isotope Dilution Analysis
2016-09-12 | PFAPE | Fatty Acid Profile, Essential, Plasma | 36568 | DTA, C22:4w6 | 35182-5 | Docosatetraenoate:SCnc:Pt:Ser/Plas:Qn: | Gas Chromatography Mass Spectrometry (GC-MS) Stable Isotope Dilution
2016-09-12 | PFAPE | Fatty Acid Profile, Essential, Plasma | 36569 | Docosenoic Acid, C22:1 | 35160-1 | Docosenoate:SCnc:Pt:Ser/Plas:Qn: | Gas Chromatography Mass Spectrometry (GC-MS) Stable Isotope Dilution
2016-09-12 | PFAPE | Fatty Acid Profile, Essential, Plasma | 36570 | Nervonic Acid, C24:1w9 | 35170-0 | Nervonate:SCnc:Pt:Ser/Plas:Qn: | Gas Chromatography Mass Spectrometry (GC-MS) Stable Isotope Dilution
2016-09-12 | PFAPE | Fatty Acid Profile, Essential, Plasma | 36571 | Triene Tetraene Ratio | 35411-8 | Trienoate/Arachidonate:SRto:Pt:Ser/Plas:Qn: | Gas Chromatography Mass Spectrometry (GC-MS) Stable Isotope Dilution
2016-09-12 | PFAPE | Fatty Acid Profile, Essential, Plasma | 36573 | Total Monounsaturated Acid | 35176-7 | Fatty acids.monounsaturated:SCnc:Pt:Ser/Plas:Qn: | Gas Chromatography Mass Spectrometry (GC-MS) Stable Isotope Dilution
2016-09-12 | PFAPE | Fatty Acid Profile, Essential, Plasma | 36574 | Total Polyunsaturated Acid | 35177-5 | Fatty acids.polyunsaturated:SCnc:Pt:Ser/Plas:Qn: | Gas Chromatography Mass Spectrometry (GC-MS) Stable Isotope Dilution
2016-09-12 | PFAPE | Fatty Acid Profile, Essential, Plasma | 36575 | Total w3 | 35178-3 | Fatty acids.omega 3:SCnc:Pt:Ser/Plas:Qn: | Gas Chromatography Mass Spectrometry (GC-MS) Stable Isotope Dilution
2016-09-12 | PFAPE | Fatty Acid Profile, Essential, Plasma | 36576 | Total w6 | 35179-1 | Fatty acids.omega 6:SCnc:Pt:Ser/Plas:Qn: | Gas Chromatography Mass Spectrometry (GC-MS) Stable Isotope Dilution
2016-09-12 | PFAPE | Fatty Acid Profile, Essential, Plasma | 36577 | Total Fatty Acids | 24461-6 | Fatty acids:SCnc:Pt:Ser/Plas:Qn: | Gas Chromatography Mass Spectrometry (GC-MS) Stable Isotope Dilution
2016-09-12 | PFAPE | Fatty Acid Profile, Essential, Plasma | 36578 | Interpretation (PFAPE) | 59462-2 | Clinical biochemist review:Imp:Pt:XXX:Nar: | Gas Chromatography Mass Spectrometry (GC-MS) Stable Isotope Dilution
2016-09-12 | PFAPC | Fatty Acid Profile, Comprehensive (C8-C26), Plasma | 36595 | Octanoic Acid, C8:0 | 35145-2 | Octanoate:SCnc:Pt:Ser/Plas:Qn: | Gas Chromatography-Mass Spectrometry (GC-MS) Stable Isotope Dilution Analysis
2016-09-12 | PFAPC | Fatty Acid Profile, Comprehensive (C8-C26), Plasma | 36596 | Decenoic Acid, C10:1 | 35147-8 | Decenoate:SCnc:Pt:Ser/Plas:Qn: | Gas Chromatography-Mass Spectrometry (GC-MS) Stable Isotope Dilution Analysis
2016-09-12 | PFAPC | Fatty Acid Profile, Comprehensive (C8-C26), Plasma | 36597 | Decanoic Acid, C10:0 | 35146-0 | Decanoate:SCnc:Pt:Ser/Plas:Qn: | Gas Chromatography-Mass Spectrometry (GC-MS) Stable Isotope Dilution Analysis
2016-09-12 | PFAPC | Fatty Acid Profile, Comprehensive (C8-C26), Plasma | 36598 | Lauroleic Acid, C12:1 | 35151-0 | Lauroleate:SCnc:Pt:Ser/Plas:Qn: | Gas Chromatography-Mass Spectrometry (GC-MS) Stable Isotope Dilution Analysis
2016-09-12 | PFAPC | Fatty Acid Profile, Comprehensive (C8-C26), Plasma | 36599 | Lauric Acid, C12:0 | 35150-2 | Laurate:SCnc:Pt:Ser/Plas:Qn: | Gas Chromatography-Mass Spectrometry (GC-MS) Stable Isotope Dilution Analysis
2016-09-12 | PFAPC | Fatty Acid Profile, Comprehensive (C8-C26), Plasma | 36600 | Tetradecadienoic Acid, C14:2 | 35148-6 | Tetradecadienoate:SCnc:Pt:Ser/Plas:Qn: | Gas Chromatography-Mass Spectrometry (GC-MS) Stable Isotope Dilution Analysis
2016-09-12 | PFAPE | Fatty Acid Profile, Essential, Plasma | 36553 | Palmitic Acid, C16:0 | 35161-9 | Palmitate:SCnc:Pt:Ser/Plas:Qn: | Gas Chromatography Mass Spectrometry (GC-MS) Stable Isotope Dilution
2016-09-12 | PFAPE | Fatty Acid Profile, Essential, Plasma | 36554 | g-Linolenic Acid, C18:3w6 | 35163-5 | Gamma linolenate:SCnc:Pt:Ser/Plas:Qn: | Gas Chromatography Mass Spectrometry (GC-MS) Stable Isotope Dilution
2016-09-12 | PFAPE | Fatty Acid Profile, Essential, Plasma | 36555 | a-Linolenic Acid, C18:3w3 | 35164-3 | Alpha linolenate:SCnc:Pt:Ser/Plas:Qn: | Gas Chromatography Mass Spectrometry (GC-MS) Stable Isotope Dilution
2016-09-12 | PFAPE | Fatty Acid Profile, Essential, Plasma | 36556 | Linoleic Acid, C18:2w6 | 35165-0 | Linoleate:SCnc:Pt:Ser/Plas:Qn: | Gas Chromatography Mass Spectrometry (GC-MS) Stable Isotope Dilution
2016-09-12 | PFAPE | Fatty Acid Profile, Essential, Plasma | 36557 | Oleic Acid, C18:1w9 | 35166-8 | Oleate:SCnc:Pt:Ser/Plas:Qn: | Gas Chromatography Mass Spectrometry (GC-MS) Stable Isotope Dilution
2016-09-12 | PFAPE | Fatty Acid Profile, Essential, Plasma | 36558 | Vaccenic Acid, C18:1w7 | 35167-6 | Vaccenate:SCnc:Pt:Ser/Plas:Qn: | Gas Chromatography Mass Spectrometry (GC-MS) Stable Isotope Dilution
2016-09-12 | PFAPE | Fatty Acid Profile, Essential, Plasma | 36559 | Stearic Acid, C18:0 | 35149-4 | Octadecanoate:SCnc:Pt:Ser/Plas:Qn: | Gas Chromatography Mass Spectrometry (GC-MS) Stable Isotope Dilution
2016-09-12 | PFAPE | Fatty Acid Profile, Essential, Plasma | 36560 | EPA, C20:5w3 | 35173-4 | Eicosapentaenoate:SCnc:Pt:Ser/Plas:Qn: | Gas Chromatography Mass Spectrometry (GC-MS) Stable Isotope Dilution
2016-09-12 | PFAPE | Fatty Acid Profile, Essential, Plasma | 36561 | Arachidonic Acid, C20:4w6 | 35168-4 | Arachidonate:SCnc:Pt:Ser/Plas:Qn: | Gas Chromatography Mass Spectrometry (GC-MS) Stable Isotope Dilution
2016-09-12 | PFAPE | Fatty Acid Profile, Essential, Plasma | 36562 | Mead Acid, C20:3w9 | 35172-6 | Mead acid:SCnc:Pt:Ser/Plas:Qn: | Gas Chromatography Mass Spectrometry (GC-MS) Stable Isotope Dilution
2016-09-12 | PFAPE | Fatty Acid Profile, Essential, Plasma | 36563 | h-g-Linolenic, C20:3w6 | 35171-8 | Homo-gamma linolenate:SCnc:Pt:Ser/Plas:Qn: | Gas Chromatography Mass Spectrometry (GC-MS) Stable Isotope Dilution
2016-09-12 | PFAPE | Fatty Acid Profile, Essential, Plasma | 36564 | Arachidic Acid, C20:0 | 35169-2 | Arachidate:SCnc:Pt:Ser/Plas:Qn: | Gas Chromatography Mass Spectrometry (GC-MS) Stable Isotope Dilution
2016-09-12 | PFAPE | Fatty Acid Profile, Essential, Plasma | 36565 | DHA, C22:6w3 | 35174-2 | Docosahexaenoate:SCnc:Pt:Ser/Plas:Qn: | Gas Chromatography Mass Spectrometry (GC-MS) Stable Isotope Dilution
2016-09-12 | PFAPE | Fatty Acid Profile, Essential, Plasma | 36566 | DPA, C22:5w6 | 35181-7 | Docosapentaenate w6:SCnc:Pt:Ser/Plas:Qn: | Gas Chromatography Mass Spectrometry (GC-MS) Stable Isotope Dilution
2016-09-12 | PFAPE | Fatty Acid Profile, Essential, Plasma | 36567 | DPA, C22:5w3 | 35180-9 | Docosapentaenate w3:SCnc:Pt:Ser/Plas:Qn: | Gas Chromatography Mass Spectrometry (GC-MS) Stable Isotope Dilution
2016-09-12 | PFAPE | Fatty Acid Profile, Essential, Plasma | 36549 | Lauric Acid, C12:0 | 35150-2 | Laurate:SCnc:Pt:Ser/Plas:Qn: | Gas Chromatography Mass Spectrometry (GC-MS) Stable Isotope Dilution
2016-09-12 | PFAPE | Fatty Acid Profile, Essential, Plasma | 36550 | Myristic Acid, C14:0 | 35157-7 | Myristate:SCnc:Pt:Ser/Plas:Qn: | Gas Chromatography Mass Spectrometry (GC-MS) Stable Isotope Dilution
2016-09-12 | PFAPE | Fatty Acid Profile, Essential, Plasma | 36551 | Hexadecenoic Acid, C16:1w9 | 35155-1 | Hexadecenoate:SCnc:Pt:Ser/Plas:Qn: | Gas Chromatography Mass Spectrometry (GC-MS) Stable Isotope Dilution
2016-09-12 | PFAPE | Fatty Acid Profile, Essential, Plasma | 36552 | Palmitoleic Acid, C16:1w7 | 35162-7 | Palmitoleate:SCnc:Pt:Ser/Plas:Qn: | Gas Chromatography Mass Spectrometry (GC-MS) Stable Isotope Dilution
2016-09-12 | ACRN | Acylcarnitines, Quantitative, Plasma | 36507 | Malonylcarnitine, C3-DC | 55940-1 | Malonylcarnitine (C3-DC):SCnc:Pt:Ser/Plas:Qn: | Flow Injection Analysis-Tandem Mass Spectrometry (FIA-MS/MS)
2016-09-12 | ACRN | Acylcarnitines, Quantitative, Plasma | 36508 | Decadienoylcarnitine, C10:2 | 53471-9 | Decadienoylcarnitine (C10:2):SCnc:Pt:Ser/Plas:Qn: | Flow Injection Analysis-Tandem Mass Spectrometry (FIA-MS/MS)
2016-09-12 | ACRN | Acylcarnitines, Quantitative, Plasma | 36509 | Methylmalonyl-/succinylcarn, C4-DC | 51415-8 | Methylmalonylcarnitine+Succinylcarnitine (C4-DC):SCnc:Pt:Ser/Plas:Qn: | Flow Injection Analysis-Tandem Mass Spectrometry (FIA-MS/MS)
2016-09-12 | ACRN | Acylcarnitines, Quantitative, Plasma | 36510 | 3-OH-decenoylcarnitine, C10:1-OH | 82478-9 | 3-Hydroxydecenoylcarnitine (C10:1-OH):SCnc:Pt:Ser/Plas:Qn: | Flow Injection Analysis-Tandem Mass Spectrometry (FIA-MS/MS)
2016-09-12 | ACRN | Acylcarnitines, Quantitative, Plasma | 36511 | 3-Methylglutarylcarnitine, C6-DC | 39002-1 | Adipoylcarnitine (C6-DC):SCnc:Pt:Ser/Plas:Qn: | Flow Injection Analysis-Tandem Mass Spectrometry (FIA-MS/MS)
2016-09-12 | ACRN | Acylcarnitines, Quantitative, Plasma | 36512 | 3-OH-dodecenoylcarnitine, C12:1-OH | 59195-8 | 3-Hydroxydodecenoylcarnitine (C12:1-OH):SCnc:Pt:Ser/Plas:Qn: | Flow Injection Analysis-Tandem Mass Spectrometry (FIA-MS/MS)
2016-09-12 | ACRN | Acylcarnitines, Quantitative, Plasma | 36513 | Octanedioylcarnitine, C8-DC | 39014-6 | Suberylcarnitine (C8-DC):SCnc:Pt:Ser/Plas:Qn: | Flow Injection Analysis-Tandem Mass Spectrometry (FIA-MS/MS)
2016-09-12 | ACRN | Acylcarnitines, Quantitative, Plasma | 36514 | Dodecanedioylcarnitine, C12-DC | 55855-1 | Dicarboxydodecanoylcarnitine (C12-DC):SCnc:Pt:Ser/Plas:Qn: | Flow Injection Analysis-Tandem Mass Spectrometry (FIA-MS/MS)
2016-09-12 | ACRN | Acylcarnitines, Quantitative, Plasma | 36515 | 3-OH-octadecanoylcarnitine, C18-OH | 35656-8 | 3-Hydroxystearoylcarnitine (C18-OH):SCnc:Pt:Ser/Plas:Qn: | Flow Injection Analysis-Tandem Mass Spectrometry (FIA-MS/MS)
2016-09-12 | FMTT | Familial Variant, Targeted Testing, Varies | 36530 | Interpretation | 69047-9 | Geneticist review:Imp:Pt:XXX:Nar: | Polymerase Chain Reaction (PCR) followed by DNA Sequencing Analysis, Gene Dosage Analysis by Multiplex Ligation-Dependent Probe Amplification (MLPA), and/or Quantitative Polymerase Chain Reaction (qPCR)
2016-09-12 | FMTT | Familial Variant, Targeted Testing, Varies | 36533 | Source | 31208-2 | Specimen source:Prid:Pt:XXX:Nom: | Polymerase Chain Reaction (PCR) followed by DNA Sequencing Analysis, Gene Dosage Analysis by Multiplex Ligation-Dependent Probe Amplification (MLPA), and/or Quantitative Polymerase Chain Reaction (qPCR)
2016-09-12 | ACRN | Acylcarnitines, Quantitative, Plasma | 36497 | Acrylylcarnitine, C3:1 | 43235-1 | Acrylylcarnitine (C3:1):SCnc:Pt:Ser/Plas:Qn: | Flow Injection Analysis-Tandem Mass Spectrometry (FIA-MS/MS)
2016-09-12 | ACRN | Acylcarnitines, Quantitative, Plasma | 36498 | Formiminoglutamate, FIGLU | 79628-4 | Formiminoglutamate:SCnc:Pt:Ser/Plas:Qn: | Flow Injection Analysis-Tandem Mass Spectrometry (FIA-MS/MS)
2016-09-12 | ACRN | Acylcarnitines, Quantitative, Plasma | 36499 | Tiglylcarnitine, C5:1 | 51416-6 | Tiglylcarnitine (C5:1):SCnc:Pt:Ser/Plas:Qn: | Flow Injection Analysis-Tandem Mass Spectrometry (FIA-MS/MS)
2016-09-12 | ACRN | Acylcarnitines, Quantitative, Plasma | 36500 | 3-OH-iso-/butyrylcarnitine, C4-OH | 39000-5 | 3-Hydroxybutyrylcarnitine (C4-OH):SCnc:Pt:Ser/Plas:Qn: | Flow Injection Analysis-Tandem Mass Spectrometry (FIA-MS/MS)
2016-09-12 | ACRN | Acylcarnitines, Quantitative, Plasma | 36501 | Hexenoylcarnitine, C6:1 | 74540-6 | Hexenoylcarnitine (C6:1):SCnc:Pt:Ser/Plas:Qn: | Flow Injection Analysis-Tandem Mass Spectrometry (FIA-MS/MS)
2016-09-12 | ACRN | Acylcarnitines, Quantitative, Plasma | 36502 | 3-OH-isovalerylcarnitine, C5-OH | 39001-3 | 3-Hydroxyisovalerylcarnitine (C5-OH):SCnc:Pt:Ser/Plas:Qn: | Flow Injection Analysis-Tandem Mass Spectrometry (FIA-MS/MS)
2016-09-12 | ACRN | Acylcarnitines, Quantitative, Plasma | 36503 | Benzoylcarnitine | 39615-0 | Benzoylcarnitine (BzCn):SCnc:Pt:Ser/Plas:Qn: | Flow Injection Analysis-Tandem Mass Spectrometry (FIA-MS/MS)
2016-09-12 | ACRN | Acylcarnitines, Quantitative, Plasma | 36504 | Heptanoylcarnitine, C7 | 55871-8 | Heptanoylcarnitine (C7):SCnc:Pt:Ser/Plas:Qn: | Flow Injection Analysis-Tandem Mass Spectrometry (FIA-MS/MS)
2016-09-12 | FGF1F | FGFR1 (8p11.2) Amplification, FISH, Tissue | 55217 | Specimen | 31208-2 | Specimen source:Prid:Pt:XXX:Nom: | Fluorescence In Situ Hybridization (FISH)
2016-09-12 | METF | MET (7q31), FISH, Tissue | 55207 | Specimen | 31208-2 | Specimen source:Prid:Pt:XXX:Nom: | Fluorescence In Situ Hybridization (FISH)
2016-09-12 | HGEM | Hydroxyglutaric Acids, Glutaric Acid, Ethylmalonic Acid, and Methylsuccinic Acid, Blood Spot | 36048 | 2-OH Glutaric acid | 75037-2 | 2-Hydroxyglutarate:SCnc:Pt:Bld.dot:Qn: | Liquid Chromatography Tandem Mass Spectrometry (LC-MS/MS)
2016-09-12 | HGEM | Hydroxyglutaric Acids, Glutaric Acid, Ethylmalonic Acid, and Methylsuccinic Acid, Blood Spot | 36049 | 3-OH Glutaric acid | 82505-9 | 3-Hydroxyglutarate:SCnc:Pt:Bld.dot:Qn: | Liquid Chromatography Tandem Mass Spectrometry (LC-MS/MS)
2016-09-12 | HGEM | Hydroxyglutaric Acids, Glutaric Acid, Ethylmalonic Acid, and Methylsuccinic Acid, Blood Spot | 36050 | Glutaric acid | 82504-2 | Glutarate:SCnc:Pt:Bld.dot:Qn: | Liquid Chromatography Tandem Mass Spectrometry (LC-MS/MS)
2016-09-12 | HGEM | Hydroxyglutaric Acids, Glutaric Acid, Ethylmalonic Acid, and Methylsuccinic Acid, Blood Spot | 36051 | Methylsuccinic acid | 82503-4 | Methylsuccinate:SCnc:Pt:Bld.dot:Qn: | Liquid Chromatography Tandem Mass Spectrometry (LC-MS/MS)
2016-09-12 | HGEM | Hydroxyglutaric Acids, Glutaric Acid, Ethylmalonic Acid, and Methylsuccinic Acid, Blood Spot | 36052 | Ethylmalonic acid | 82502-6 | Ethylmalonate:SCnc:Pt:Bld.dot:Qn: | Liquid Chromatography Tandem Mass Spectrometry (LC-MS/MS)
2016-09-12 | HGEM | Hydroxyglutaric Acids, Glutaric Acid, Ethylmalonic Acid, and Methylsuccinic Acid, Blood Spot | 36053 | Interpretation (HGEM) | 59462-2 | Clinical biochemist review:Imp:Pt:XXX:Nar: | Liquid Chromatography Tandem Mass Spectrometry (LC-MS/MS)
2016-09-12 | HCYSS | Homocysteine, Total, Serum | 35836 | Homocysteine, Total, S | 13965-9 | Homocysteine:SCnc:Pt:Ser/Plas:Qn: | Liquid Chromatography Tandem Mass Spectrometry (LC-MS/MS)
2016-09-09 | FFTEN | Tetrahydrobiopterin and Neopterin Profile (BH4, N) | Z2236 | Interpretation | 59462-2 | Clinical biochemist review:Imp:Pt:XXX:Nar: | HPLC/Electrochemistry/Fluorescence
2016-09-07 | CSFME | Meningitis/Encephalitis Pathogen Panel, PCR, Spinal Fluid | 42384 | Herpes simplex virus 2 | 82191-8 | Herpes simplex virus 2 DNA:PrThr:Pt:CSF:Ord:Non-probe.amp.tar | Multiplex Polymerase Chain Reaction (PCR)
2016-09-07 | CSFME | Meningitis/Encephalitis Pathogen Panel, PCR, Spinal Fluid | 42385 | Human herpes virus 6 | 82192-6 | Herpes virus 6 DNA:PrThr:Pt:CSF:Ord:Non-probe.amp.tar | Multiplex Polymerase Chain Reaction (PCR)
2016-09-07 | CSFME | Meningitis/Encephalitis Pathogen Panel, PCR, Spinal Fluid | 42387 | Varicella zoster virus | 82188-4 | Varicella zoster virus DNA:PrThr:Pt:CSF:Ord:Non-probe.amp.tar | Multiplex Polymerase Chain Reaction (PCR)
2016-09-07 | CSFME | Meningitis/Encephalitis Pathogen Panel, PCR, Spinal Fluid | 42388 | Cryptococcus neoformans/gattii | 82181-9 | Cryptococcus gattii+neoformans DNA:PrThr:Pt:CSF:Ord:Non-probe.amp.tar | Multiplex Polymerase Chain Reaction (PCR)
2016-09-07 | CSFME | Meningitis/Encephalitis Pathogen Panel, PCR, Spinal Fluid | 42375 | Escherichia coli K1 | 82182-7 | Escherichia coli K1 DNA:PrThr:Pt:CSF:Ord:Non-probe.amp.tar | Multiplex Polymerase Chain Reaction (PCR)
2016-09-07 | CSFME | Meningitis/Encephalitis Pathogen Panel, PCR, Spinal Fluid | 42376 | Haemophilus influenzae | 82183-5 | Haemophilus influenzae DNA:PrThr:Pt:CSF:Ord:Non-probe.amp.tar | Multiplex Polymerase Chain Reaction (PCR)
2016-09-07 | CSFME | Meningitis/Encephalitis Pathogen Panel, PCR, Spinal Fluid | 42377 | Listeria monocytogenes | 82184-3 | Listeria monocytogenes DNA:PrThr:Pt:CSF:Ord:Non-probe.amp.tar | Multiplex Polymerase Chain Reaction (PCR)
2016-09-07 | CSFME | Meningitis/Encephalitis Pathogen Panel, PCR, Spinal Fluid | 42378 | Neisseria meningitidis | 82185-0 | Neisseria meningitidis DNA:PrThr:Pt:CSF:Ord:Non-probe.amp.tar | Multiplex Polymerase Chain Reaction (PCR)
2016-09-07 | CSFME | Meningitis/Encephalitis Pathogen Panel, PCR, Spinal Fluid | 42379 | Streptococcus agalactiae | 82186-8 | Streptococcus agalactiae DNA:PrThr:Pt:CSF:Ord:Non-probe.amp.tar | Multiplex Polymerase Chain Reaction (PCR)
2016-09-07 | CSFME | Meningitis/Encephalitis Pathogen Panel, PCR, Spinal Fluid | 42380 | Streptococcus pneumoniae | 82187-6 | Streptococcus pneumoniae DNA:PrThr:Pt:CSF:Ord:Non-probe.amp.tar | Multiplex Polymerase Chain Reaction (PCR)
2016-09-07 | CSFME | Meningitis/Encephalitis Pathogen Panel, PCR, Spinal Fluid | 42381 | Cytomegalovirus | 82189-2 | Cytomegalovirus DNA:PrThr:Pt:CSF:Ord:Non-probe.amp.tar | Multiplex Polymerase Chain Reaction (PCR)
2016-09-07 | CSFME | Meningitis/Encephalitis Pathogen Panel, PCR, Spinal Fluid | 42382 | Enterovirus | 82194-2 | Enterovirus RNA:PrThr:Pt:CSF:Ord:Non-probe.amp.tar | Multiplex Polymerase Chain Reaction (PCR)
2016-09-07 | CSFME | Meningitis/Encephalitis Pathogen Panel, PCR, Spinal Fluid | 42383 | Herpes simplex virus 1 | 82190-0 | Herpes simplex virus 1 DNA:PrThr:Pt:CSF:Ord:Non-probe.amp.tar | Multiplex Polymerase Chain Reaction (PCR)
2016-08-29 | HCMM | Homocysteine (Total), Methylmalonic Acid, and Methylcitric Acid, Blood Spot | 50253 | Methylmalonic Acid | 82385-6 | Methylmalonate:SCnc:Pt:Bld.dot:Qn: | Liquid Chromatography Tandem Mass Spectrometry (LC-MS/MS)
2016-08-29 | HCMM | Homocysteine (Total), Methylmalonic Acid, and Methylcitric Acid, Blood Spot | 50254 | Methylcitric Acid | 82386-4 | 2-Methylcitrate:SCnc:Pt:Bld.dot:Qn: | Liquid Chromatography Tandem Mass Spectrometry (LC-MS/MS)
2016-08-18 | HEVQU | Hepatitis E Virus RNA Detection and Quantification, Real-Time RT-PCR, Serum | 62929 | HEV RNA Detect / Quant, S | 69961-1 | Hepatitis E virus RNA:ACnc:Pt:Ser/Plas:Qn:Probe.amp.tar | Real-Time Reverse Transcriptase-Polymerase Chain Reaction (RT-PCR)
2016-07-25 | TBNK | Quantitative Lymphocyte Subsets: T, B, and NK, Blood | PCD3J | % CD3 (T Cells) | 8124-0 | Cells.CD3/100 cells:NFr:Pt:Bld:Qn: | Flow Cytometry
2016-07-25 | TBNK | Quantitative Lymphocyte Subsets: T, B, and NK, Blood | PCD4J | % CD4 (T Cells) | 8123-2 | Cells.CD3+CD4+/100 cells:NFr:Pt:Bld:Qn: | Flow Cytometry
2016-07-25 | TBNK | Quantitative Lymphocyte Subsets: T, B, and NK, Blood | PCD8J | % CD8 (T Cells) | 8101-8 | Cells.CD3+CD8+/100 cells:NFr:Pt:Bld:Qn: | Flow Cytometry
2016-07-25 | NAS | Sodium, Serum | NAS | Sodium, S | 2951-2 | Sodium:SCnc:Pt:Ser/Plas:Qn: | Potentiometric, Indirect Ion-Selective Electrode
2016-07-25 | ELPSR | Electrolyte Panel, Serum | NAS | Sodium, S | 2951-2 | Sodium:SCnc:Pt:Ser/Plas:Qn: | KS, NAS, CL: Potentiometric, Indirect Ion-Selective Electrode HCO3: Photometric/Enzymatic AGAP: Calculated Result
2016-07-25 | FVAG | Fungal Culture, Vaginal | FVAG | Fungal Culture, Vaginal | 51723-5 | Fungus:PrThr:Pt:XXX:Ord:Organism specific culture | Plated to Inhibitory Mold Agar
2016-07-25 | KS | Potassium, Serum | KS | Potassium, S | 2823-3 | Potassium:SCnc:Pt:Ser/Plas:Qn: | Potentiometric, Indirect Ion-Selective Electrode
2016-07-25 | ELPSR | Electrolyte Panel, Serum | KS | Potassium, S | 2823-3 | Potassium:SCnc:Pt:Ser/Plas:Qn: | KS, NAS, CL: Potentiometric, Indirect Ion-Selective Electrode HCO3: Photometric/Enzymatic AGAP: Calculated Result
2016-07-25 | IMIPR | Imipramine and Desipramine, Serum | 63508 | Imipramine | 3690-5 | Imipramine:MCnc:Pt:Ser/Plas:Qn: | Liquid Chromatography Tandem Mass Spectrometry (LC-MS/MS)
2016-07-25 | TRMP | Trimipramine, Serum | 64269 | Trimipramine, S | 4083-2 | Trimipramine:MCnc:Pt:Ser/Plas:Qn: | Liquid Chromatography Tandem Mass Spectrometry (LC-MS/MS)
2016-07-25 | HCVL | Hepatitis C Virus Antibody Confirmation, Serum | 63063 | HCV Ab Confirmation, S | 40726-2 | Hepatitis C virus Ab.IgG:PrThr:Pt:Ser/Plas:Ord:IA | Line Immunoassay (LIA)
2016-07-25 | PLPMA | Prolactin, Pituitary Macroadenoma, Serum | CMT89 | Comment | 48767-8 | Annotation comment:Imp:Pt:{system}:Nar: | Electrochemiluminescent Immunoassay
2016-07-25 | IMIPR | Imipramine and Desipramine, Serum | 37121 | Desipramine | 3531-1 | Desipramine:MCnc:Pt:Ser/Plas:Qn: | Liquid Chromatography Tandem Mass Spectrometry (LC-MS/MS)
2016-07-25 | IMIPR | Imipramine and Desipramine, Serum | 37122 | Imipramine and Desipramine | 9627-1 | Imipramine+Desipramine:MCnc:Pt:Ser/Plas:Qn: | Liquid Chromatography Tandem Mass Spectrometry (LC-MS/MS)
2016-07-25 | DESPR | Desipramine, Serum | 37123 | Desipramine, S | 3531-1 | Desipramine:MCnc:Pt:Ser/Plas:Qn: | Liquid Chromatography Tandem Mass Spectrometry (LC-MS/MS)
2016-07-25 | ETGX | Ethyl Glucuronide Confirmation, Chain of Custody, Random, Urine | 36851 | Ethyl Gluc/Sulfate Interpretation | 59462-2 | Clinical biochemist review:Imp:Pt:XXX:Nar: | Liquid Chromatography Tandem Mass Spectrometry (LC-MS/MS)
2016-07-25 | FUCW | Alpha-Fucosidase, Leukocytes | 35635 | Interpretation (FUCW) | 59462-2 | Clinical biochemist review:Imp:Pt:XXX:Nar: | Fluorometric
2016-07-25 | MANN | Alpha-Mannosidase, Leukocytes | 35640 | Interpretation (MANN) | 59462-2 | Clinical biochemist review:Imp:Pt:XXX:Nar: | Fluorometric
2016-07-22 | CHRAF | Chromosome Analysis, Amniotic Fluid | 54640 | Additional Information | 48767-8 | Annotation comment:Imp:Pt:{system}:Nar: | Cell Culture followed by Chromosome Analysis
2016-07-22 | CHRTI | Chromosome Analysis, Skin Biopsy | 54642 | Additional Information | 48767-8 | Annotation comment:Imp:Pt:{system}:Nar: | Cell Culture followed by Chromosome Analysis
2016-07-22 | CULAF | Culture for Genetic Testing, Amniotic Fluid | 54641 | Additional Information | 48767-8 | Annotation comment:Imp:Pt:{system}:Nar: | Cell Culture
2016-07-22 | HOLDC | Hematologic Disorders, Chromosome Hold, Varies | 54639 | Additional Information | 48767-8 | Annotation comment:Imp:Pt:{system}:Nar: | Direct Preparation of Specimen
2016-07-22 | CHRBM | Chromosome Analysis, Hematologic Disorders, Bone Marrow | 54629 | Additional Information | 48767-8 | Annotation comment:Imp:Pt:{system}:Nar: | Cell Culture without Mitogens followed by Chromosome Analysis
2016-07-22 | CHRCB | Chromosome Analysis, Congenital Disorders, Blood | 54630 | Additional Information | 48767-8 | Annotation comment:Imp:Pt:{system}:Nar: | Cell Culture with Mitogens followed by Chromosome Analysis
2016-07-22 | CHRCV | Chromosome Analysis, Chorionic Villus Sampling | 54624 | Additional Information | 48767-8 | Annotation comment:Imp:Pt:{system}:Nar: | Cell Culture Followed by Chromosome Analysis
2016-07-22 | CHRHB | Chromosome Analysis, Hematologic Disorders, Blood | 54633 | Additional Information | 48767-8 | Annotation comment:Imp:Pt:{system}:Nar: | Cell Culture without Mitogens followed by Chromosome Analysis
2016-07-22 | CULFB | Fibroblast Culture for Biochemical or Molecular Testing, Chorionic Villi/Products of Conception/Tissue | 54625 | Additional Information | 48767-8 | Annotation comment:Imp:Pt:{system}:Nar: | Cell Culture
2016-07-22 | HEXAZ | Tay-Sachs Disease, HEXA Gene, Full Gene Analysis, Varies | 53946 | Additional Information | 48767-8 | Annotation comment:Imp:Pt:{system}:Nar: | Polymerase Chain Reaction (PCR) Amplification/DNA Sequencing
2016-07-22 | CDKZ | CDKN1C Gene, Full Gene Analysis, Varies | 53883 | Additional Information | 48767-8 | Annotation comment:Imp:Pt:{system}:Nar: | Polymerase Chain Reaction (PCR) followed by DNA Sequencing
2016-07-22 | FABRZ | Fabry Disease, Full Gene Analysis, Varies | 53897 | Additional Information | 48767-8 | Annotation comment:Imp:Pt:{system}:Nar: | Polymerase Chain Reaction (PCR) followed by DNA Sequencing
2016-07-22 | GAAZ | Pompe Disease, Full Gene Analysis, Varies | 53918 | Additional Information | 48767-8 | Annotation comment:Imp:Pt:{system}:Nar: | Polymerase Chain Reaction (PCR) followed by DNA Sequencing
2016-07-22 | GBAZ | Gaucher Disease, Full Gene Analysis, Varies | 53480 | Additional Information | 48767-8 | Annotation comment:Imp:Pt:{system}:Nar: | Polymerase Chain Reaction (PCR) followed by DNA Sequencing
2016-07-22 | BTDZ | Biotinidase Deficiency, BTD Full Gene Analysis, Varies | 53466 | Additional Information | 48767-8 | Annotation comment:Imp:Pt:{system}:Nar: | Polymerase Chain Reaction (PCR) Amplification/DNA Sequencing
2016-07-22 | CMAH | Chromosomal Microarray, Hematologic Disorders, Varies | 53423 | Additional Information | 48767-8 | Annotation comment:Imp:Pt:{system}:Nar: | Chromosomal Microarray (CMA)
2016-07-22 | CMAP | Chromosomal Microarray, Prenatal, Amniotic Fluid/Chorionic Villus Sampling | 53422 | Additional Information | 48767-8 | Annotation comment:Imp:Pt:{system}:Nar: | Chromosomal Microarray (CMA)
2016-07-22 | CMAPT | Chromosomal Microarray, Tumor, Formalin-Fixed Paraffin-Embedded | 53425 | Additional Information | 48767-8 | Annotation comment:Imp:Pt:{system}:Nar: | Chromosomal Microarray (CMA)
2016-07-22 | CMAT | Chromosomal Microarray, Tumor, Fresh or Frozen | 53424 | Additional Information | 48767-8 | Annotation comment:Imp:Pt:{system}:Nar: | Chromosomal Microarray (CMA)
2016-07-22 | HOLDF | Hematologic Disorders, Fluorescence In Situ Hybridization (FISH) Hold, Varies | 53433 | Additional Information | 48767-8 | Annotation comment:Imp:Pt:{system}:Nar: | Direct Preparation of Specimen
2016-07-22 | AGABS | Alpha-Galactosidase, Blood Spot | 50883 | Specimen | 31208-2 | Specimen source:Prid:Pt:XXX:Nom: | Fluorometric Enzyme Assay
2016-07-22 | AGABS | Alpha-Galactosidase, Blood Spot | 50891 | Amendment | 48767-8 | Annotation comment:Imp:Pt:{system}:Nar: | Fluorometric Enzyme Assay
2016-07-22 | FXS | Fragile X Syndrome, Molecular Analysis, Varies | 52874 | Specimen | 31208-2 | Specimen source:Prid:Pt:XXX:Nom: | Polymerase Chain Reaction (PCR)
2016-07-22 | HAD | Huntington Disease, Molecular Analysis, Varies | 52889 | Specimen | 31208-2 | Specimen source:Prid:Pt:XXX:Nom: | Polymerase Chain Reaction (PCR)
2016-07-22 | PMMIL | Phosphomannomutase and Phosphomannose Isomerase, Leukocytes | 50836 | Specimen | 31208-2 | Specimen source:Prid:Pt:XXX:Nom: | Colorimetric
2016-07-22 | PMMIL | Phosphomannomutase and Phosphomannose Isomerase, Leukocytes | 50845 | Amendment | 48767-8 | Annotation comment:Imp:Pt:{system}:Nar: | Colorimetric
2016-07-22 | FGFR2 | FGFR2 (10q26.1) Rearrangement, FISH, Tissue | 38097 | Reason For Referral | 42349-1 | Reason for referral:Find:Pt:^Patient:Nar: | Fluorescence In Situ Hybridization (FISH)
2016-07-22 | CHFXH | Chromosome Analysis, Hematologic Disorders, Fixed Cells | 38490 | Reason for Referral | 42349-1 | Reason for referral:Find:Pt:^Patient:Nar: | Chromosome Analysis
2016-07-19 | TTGG | Tissue Transglutaminase Antibody, IgG, Serum | TTGG | Tissue Transglutaminase Ab, IgG, S | 56537-4 | Tissue transglutaminase Ab.IgG:ACnc:Pt:Ser:Qn:EIA | Enzyme-Linked Immunosorbent Assay (ELISA)
2016-07-19 | TTGA | Tissue Transglutaminase Antibody, IgA, Serum | TTGA | Tissue Transglutaminase Ab, IgA, S | 46128-5 | Tissue transglutaminase Ab.IgA:ACnc:Pt:Ser:Qn:EIA | Enzyme-Linked Immunosorbent Assay (ELISA)
2016-07-19 | CUU | Copper, 24 Hour, Urine | VL4 | Urine Volume | 3167-4 | Specimen volume:Vol:24H:Urine:Qn: | Triple-Quadrupole Inductively-Coupled Plasma-Mass Spectrometry (ICP-MS/MS)
2016-07-19 | TAMIK | Amikacin, Trough, Serum | TAMIK | Amikacin, Trough, S | 3321-7 | Amikacin^trough:MCnc:Pt:Ser/Plas:Qn: | Kinetic Interaction of Microparticles in Solution (KIMS)
2016-07-19 | TRSF | Transferrin, Serum | TRSF | Transferrin, S | 3034-6 | Transferrin:MCnc:Pt:Ser/Plas:Qn: | Immunoturbidimetric Assay
2016-07-19 | RAMIK | Amikacin, Random, Serum | RAMIK | Amikacin, Random, S | 35669-1 | Amikacin:MCnc:Pt:Ser/Plas:Qn: | Kinetic Interaction of Microparticles in Solution (KIMS)
2016-07-19 | MAFP1 | Alpha-Fetoprotein (AFP), Single Marker Screen, Maternal, Serum | IDD | Insulin dependent diabetes | 44877-9 | Insulin dependent diabetes mellitus:ACnc:Pt:^Patient:Ord: | Two-Site Immunoenzymatic (Sandwich) Assay
2016-07-19 | QUAD1 | Quad Screen (Second Trimester) Maternal, Serum | IDD | Insulin dependent diabetes | 44877-9 | Insulin dependent diabetes mellitus:ACnc:Pt:^Patient:Ord: | Immunoenzymatic Assay
2016-07-19 | 1STT1 | First Trimester Maternal Screen, Serum | IDD_ | Insulin dependent diabetes | 44877-9 | Insulin dependent diabetes mellitus:ACnc:Pt:^Patient:Ord: | Immunoenzymatic Assay
2016-07-19 | CELI | Celiac Associated HLA-DQ Alpha 1 and DQ Beta 1 DNA Typing, Blood | CELIG | Celiac gene pairs present? | 48767-8 | Annotation comment:Imp:Pt:{system}:Nar: | Polymerase Chain Reaction (PCR)/Sequence-Specific Oligonucleotide Probe (SSO)
2016-07-19 | CALPR | Calprotectin, Feces | CALPR | Calprotectin, F | 38445-3 | Calprotectin:MCnt:Pt:Stool:Qn: | Enzyme-Linked Immunosorbent Assay (ELISA)
2016-07-19 | NOTRP | Nortriptyline, Serum | 37119 | Nortriptyline, S | 3872-9 | Nortriptyline:MCnc:Pt:Ser/Plas:Qn: | Liquid Chromatography Tandem Mass Spectrometry (LC-MS/MS)
2016-07-19 | AAQP | Amino Acids, Quantitative, Plasma | 3570 | Interpretation (AAQP) | 49247-0 | Amino acid pattern:Imp:Pt:Ser/Plas:Nar: | Liquid Chromatography Tandem Mass Spectrometry (LC-MS/MS) Portions of this test are covered by patents held by Quest Diagnostics
2016-07-13 | GENTA | Gentamicin, Trough, Serum | GENTA | Gentamicin, Trough, S | 3665-7 | Gentamicin^trough:MCnc:Pt:Ser/Plas:Qn: | Turbidimetric Immunoassay
2016-07-05 | FBAC | Bile Acids, Urine | FBAC | Bile Acids, Urine | 49254-6 | Bile acid pattern:Imp:Pt:Urine:Nar | Fast Atom Bombardment-Mass Spectrometry (FAB-MS)
2016-06-29 | FMARI | Cannabinoid Analysis, Whole Blood | Z4819 | THC (Marijuana) Metabolite | 42491-1 | Cannabinoids:PrThr:Pt:Bld:Ord:Screen | Immunoassay (IA) - Screen Gas Chromatography/Mass Spectrometry (GC/MS) - Confirmation, if applicable
2016-06-28 | XALDZ | X-Linked Adrenoleukodystrophy, Full Gene Analysis, Varies | 53564 | Additional Information | 48767-8 | Annotation comment:Imp:Pt:{system}:Nar: | Polymerase Chain Reaction (PCR) followed by DNA Sequencing
2016-06-28 | KRABZ | Krabbe Disease, Full Gene Analysis and Large (30 kb) Deletion, Varies | 53508 | Additional Information | 48767-8 | Annotation comment:Imp:Pt:{system}:Nar: | Polymerase Chain Reaction (PCR) followed by DNA Sequencing
2016-06-28 | MPS2Z | Hunter Syndrome, Full Gene Analysis, Varies | 53529 | Additional Information | 48767-8 | Annotation comment:Imp:Pt:{system}:Nar: | Polymerase Chain Reaction (PCR) followed by DNA Sequencing
2016-06-21 | MMAU | Methylmalonic Acid, Quantitative, Urine | 80290 | Methylmalonic Acid, QN, U | 25116-5 | Methylmalonate/Creatinine:SRto:Pt:Urine:Qn: | Liquid Chromatography Tandem Mass Spectrometry (LC-MS/MS)
2016-06-21 | LEFLU | Leflunomide Metabolite (Teriflunomide), Serum | 60292 | Leflunomide Metabolite, S | 44828-2 | Teriflunomide:MCnc:Pt:Ser/Plas:Qn: | High-Turbulence Liquid Chromatography Mass Spectrometry (HTLC-MS/MS)
2016-06-21 | MDNS | Methadone and Metabolites, Serum | 36309 | Methadone | 3772-1 | Methadone:MCnc:Pt:Ser/Plas:Qn: | Liquid Chromatography Tandem Mass Spectrometry (LC-MS/MS)
2016-06-21 | FFRBS | Friedreich Ataxia, Frataxin, Quantitative, Blood Spot | 32251 | Frataxin | 80980-6 | Frataxin:MCnc:Pt:Bld.dot:Qn: | Immunoassay
2016-06-21 | FFRWB | Friedreich Ataxia, Frataxin, Quantitative, Blood | 32255 | Frataxin | 80979-8 | Frataxin:MCnc:Pt:Bld:Qn: | Immunoassay
2016-06-21 | GDS | Gadolinium, Serum | 29251 | Gadolinium, S | 80912-9 | Gadolinium:MCnc:Pt:Serum:Qn: | Inductively Coupled Plasma-Mass Spectrometry (ICP-MS)
2016-06-21 | Q10 | Coenzyme Q10, Reduced and Total, Plasma | 30092 | CoQ10 % reduced | 81156-2 | Ubiquinone 10.reduced/Ubiquinone 10:MFr:Pt:Ser/Plas:Qn: | High-Performance Liquid Chromatography (HPLC) with Electrochemical Detection
2016-06-21 | TQ10 | Coenzyme Q10, Total, Plasma | 36764 | CoQ10 Total | 27923-2 | Ubiquinone 10:MCnc:Pt:Ser/Plas:Qn: | High-Performance Liquid Chromatography (HPLC) with Electrochemical Detection
2016-06-21 | FHLAB | HLA B High Resolution | Z0130 | HLA B High Resolution | 45028-8 | HLA-B SBT:Type:Pt:Bld/Tiss:Nom:High resolution | PCR and Direct DNA Sequencing
2016-06-15 | ML1HM | MLH1 Hypermethylation Analysis, Tumor | 53303 | Specimen | 31208-2 | Specimen source:Prid:Pt:XXX:Nom: | Polymerase Chain Reaction (PCR)
2016-06-15 | IHC | Mismatch Repair (MMR) Protein Immunohistochemistry Only, Tumor | 53260 | Specimen | 31208-2 | Specimen source:Prid:Pt:XXX:Nom: | Immunohistochemistry (IHC)
2016-06-15 | MATCC | Maternal Cell Contamination, Molecular Analysis, Varies | 53289 | Specimen | 31208-2 | Specimen source:Prid:Pt:XXX:Nom: | Polymerase Chain Reaction (PCR) based comparison of Microsatellite Markers
2016-06-14 | TAKRO | Tacrolimus, Blood | 35145 | Tacrolimus, B | 77348-1 | Tacrolimus^trough:MCnc:Pt:Bld:Qn: | Liquid Chromatography Tandem Mass Spectrometry (LC-MS/MS)
2016-06-13 | DIPGS | Diphtheria Toxoid IgG Antibody, Serum | DEXDP | Diphtheria IgG Value | 48654-8 | Corynebacterium diphtheriae toxin Ab.IgG:ACnc:Pt:Ser:Qn:EIA | Enzyme-Linked Immunosorbent Assay (ELISA)
2016-06-13 | DIPGS | Diphtheria Toxoid IgG Antibody, Serum | DIPG | Diphtheria IgG Ab | 45166-6 | Corynebacterium diphtheriae Ab.IgG:ACnc:Pt:Ser:Ord: | Enzyme-Linked Immunosorbent Assay (ELISA)
2016-06-13 | MLHPB | MLH1 Hypermethylation Analysis, Blood | 52908 | Interpretation | 69047-9 | Geneticist review:Imp:Pt:XXX:Nar: | Polymerase Chain Reaction (PCR)
2016-06-13 | FXS | Fragile X Syndrome, Molecular Analysis, Varies | 52872 | Interpretation | 69047-9 | Geneticist review:Imp:Pt:XXX:Nar: | Polymerase Chain Reaction (PCR)
2016-06-13 | HAD | Huntington Disease, Molecular Analysis, Varies | 52887 | Interpretation | 69047-9 | Geneticist review:Imp:Pt:XXX:Nar: | Polymerase Chain Reaction (PCR)
2016-06-13 | BWRS | Beckwith-Wiedemann Syndrome/Russell-Silver Syndrome, Molecular Analysis, Varies | 52847 | Interpretation | 69047-9 | Geneticist review:Imp:Pt:XXX:Nar: | Multiplex Ligation-Dependent Probe Amplification (MLPA)
2016-06-13 | C9ORF | C9orf72 Hexanucleotide Repeat, Molecular Analysis, Varies | 52854 | Interpretation | 69047-9 | Geneticist review:Imp:Pt:XXX:Nar: | Polymerase Chain Reaction (PCR)
2016-06-13 | PPAP | Parental Sample Prep for Prenatal Microarray Testing, Blood | 52978 | Interpretation | 69965-2 | Clinical cytogeneticist review:Imp:Pt:XXX:Nar: | DNA Extraction/Cell Culture
2016-06-13 | PWAS | Prader-Willi/Angelman Syndrome, Molecular Analysis, Varies | 52915 | Interpretation | 69047-9 | Geneticist review:Imp:Pt:XXX:Nar: | Multiple Ligation-Dependent Probe Amplification (MLPA)
2016-06-13 | CZPS | Clonazepam and 7-Aminoclonazepam, Serum | 41782 | 7-Aminoclonazepam | 28059-4 | 7-Aminoclonazepam:MCnc:Pt:Ser/Plas:Qn: | Liquid Chromatography-Tandem Mass Spectrometry (LC-MS/MS)
2016-06-13 | CHFXH | Chromosome Analysis, Hematologic Disorders, Fixed Cells | 38487 | Result Summary | 50397-9 | Molecular diagnostic overall interpretation:ACnc:Pt:Bld/Tiss:Ord:Molgen | Chromosome Analysis
2016-06-13 | FGFR2 | FGFR2 (10q26.1) Rearrangement, FISH, Tissue | 38094 | Result Summary | 50397-9 | Molecular diagnostic overall interpretation:ACnc:Pt:Bld/Tiss:Ord:Molgen | Fluorescence In Situ Hybridization (FISH)
2016-06-13 | MGMT | MGMT Promoter Methylation, Tumor | 36734 | Result Summary | 50397-9 | Molecular diagnostic overall interpretation:ACnc:Pt:Bld/Tiss:Ord:Molgen | Methylation-Specific Polymerase Chain Reaction (PCR) Analysis
2016-06-13 | FMTT | Familial Variant, Targeted Testing, Varies | 36528 | Result Summary | 50397-9 | Molecular diagnostic overall interpretation:ACnc:Pt:Bld/Tiss:Ord:Molgen | Polymerase Chain Reaction (PCR) followed by DNA Sequencing Analysis, Gene Dosage Analysis by Multiplex Ligation-Dependent Probe Amplification (MLPA), and/or Quantitative Polymerase Chain Reaction (qPCR)
2016-06-08 | BLAST | Blastomyces Antibody, Enzyme Immunoassay, Serum | BLAST | Blastomyces Ab, EIA, S | 7816-2 | Blastomyces dermatitidis Ab:ACnc:Pt:Ser:Ord: | Enzyme Immunoassay (EIA)
2016-06-03 | FLDLD | LDL Cholesterol, Direct | FLDLD | LDL Cholesterol, Direct | 2089-1 | Cholesterol.in LDL:MCnc:Pt:Ser/Plas:Qn: | Quantitative Detergent Solubilization/Enzymatic
2016-05-27 | IHC | Mismatch Repair (MMR) Protein Immunohistochemistry Only, Tumor | 54443 | Interpretation | 59465-5 | Pathologist review:Imp:Pt:XXX:Nar: | Immunohistochemistry (IHC)
2016-05-11 | A1CJ | Hemoglobin A1c, Blood | A1CE | Estimated Average Glucose | 27353-2 | Estimated average glucose:MCnc:Pt:Bld:Qn:Estimated from glycated hemoglobin | Ion-Exchange Chromatography Quantitative
2016-04-28 | CLAV | Cortisol, Left Adrenal Vein, Serum | 6346 | Cortisol, LAV | 2143-6 | Cortisol:MCnc:Pt:Ser/Plas:Qn: | Liquid Chromatography Tandem Mass Spectrometry (LC-MS/MS)
2016-04-28 | CIVC | Cortisol, Inferior Vena Cava, Serum | 6347 | Cortisol, IVC | 2143-6 | Cortisol:MCnc:Pt:Ser/Plas:Qn: | Liquid Chromatography Tandem Mass Spectrometry (LC-MS/MS)
2016-04-28 | CRAV | Cortisol, Right Adrenal Vein, Serum | 6345 | Cortisol, RAV | 2143-6 | Cortisol:MCnc:Pt:Ser/Plas:Qn: | Liquid Chromatography Tandem Mass Spectrometry (LC-MS/MS)
2016-04-28 | AAQP | Amino Acids, Quantitative, Plasma | 32341 | Argininosuccinic Acid | 32227-1 | Argininosuccinate:SCnc:Pt:Ser/Plas:Qn: | Liquid Chromatography Tandem Mass Spectrometry (LC-MS/MS) Portions of this test are covered by patents held by Quest Diagnostics
2016-04-28 | AFPA | Alpha-Fetoprotein, Amniotic Fluid | 24238 | General Test Info | 48767-8 | Annotation comment:Imp:Pt:{system}:Nar: | AFPA: Immunoenzymatic Assay ACHE_: Polyacrylamide Electrophoresis
2016-04-26 | CLOM | Clomipramine, Serum | 7983 | Norclomipramine | 3536-0 | Norclomipramine:MCnc:Pt:Ser/Plas:Qn: | Liquid Chromatography Tandem Mass Spectrometry (LC-MS/MS)
2016-04-25 | MAFP1 | Alpha-Fetoprotein (AFP), Single Marker Screen, Maternal, Serum | 10357 | RECOMMENDED FOLLOW UP | 80615-8 | Recommended follow-up:Prid:Pt:^Patient:Nar: | Two-Site Immunoenzymatic (Sandwich) Assay
2016-04-25 | QUAD1 | Quad Screen (Second Trimester) Maternal, Serum | 10357 | RECOMMENDED FOLLOW UP | 80615-8 | Recommended follow-up:Prid:Pt:^Patient:Nar: | Immunoenzymatic Assay
2016-03-22 | WNGS | West Nile Virus Antibody, IgG, Serum | WNGS | West Nile Virus Ab, IgG, S | 29566-7 | West Nile virus Ab.IgG:ACnc:Pt:Ser:Ord:EIA | Only orderable as part of a profile. For more information see WNS / West Nile Virus Antibody, IgG and IgM, Serum.
2016-03-22 | WNMC | West Nile Virus Antibody, IgM, Spinal Fluid | WNMC | West Nile Virus Ab, IgM, CSF | 29569-1 | West Nile virus Ab.IgM:ACnc:Pt:CSF:Ord:EIA | Only orderable as part of a profile. See WNC / West Nile Virus Antibody, IgG and IgM, Spinal Fluid.
2016-03-22 | WNMS | West Nile Virus Antibody, IgM, Serum | WNMS | West Nile Virus Ab, IgM, S | 29567-5 | West Nile virus Ab.IgM:ACnc:Pt:Ser:Ord:EIA | Only orderable as part of a profile. For more information see WNS / West Nile Virus Antibody, IgG and IgM, Serum.
2016-03-22 | TRYPA | Tryptase, Autopsy, Serum | TRYPA | Tryptase, Autopsy | 21582-2 | Tryptase:MCnc:Pt:Ser/Plas:Qn: | Fluorescence Enzyme Immunoassay (FEIA)
2016-03-22 | ALAV | Aldosterone, Left Adrenal Vein, Serum | 6349 | Aldosterone, LAV | 1763-2 | Aldosterone:MCnc:Pt:Ser/Plas:Qn: | Liquid Chromatography Tandem Mass Spectrometry (LC-MS/MS)
2016-03-22 | AIVC | Aldosterone, Inferior Vena Cava, Serum | 6503 | Aldosterone, IVC | 1763-2 | Aldosterone:MCnc:Pt:Ser/Plas:Qn: | Liquid Chromatography Tandem Mass Spectrometry (LC-MS/MS)
2016-03-22 | HCCDD | Hepatitis C Virus Antibody, Cadaveric or Hemolyzed Specimens, Symptomatic, Serum | 58127 | HCV Ab Cadaver/Hemolyzed, S | 13955-0 | Hepatitis C virus Ab:ACnc:Pt:Ser/Plas:Ord:EIA | Enzyme Immunoassay (EIA)
2016-03-22 | TGMS | Thyroglobulin Mass Spectrometry, Serum | 62749 | Thyroglobulin, Mass Spec., S | 3013-0 | Thyroglobulin:MCnc:Pt:Ser/Plas:Qn: | Tryptic Protein Fragmentation, purified with Immunocapture, Analysis by Liquid Chromatography Tandem Mass Spectrometry (LC-MS/MS) (This service is performed pursuant to an agreement with SISCAPA Assay Technologies Inc. covering US Patent 7,632,686)
2016-03-22 | FGF1F | FGFR1 (8p11.2) Amplification, FISH, Tissue | 55214 | Interpretation | 69965-2 | Clinical cytogeneticist review:Imp:Pt:XXX:Nar: | Fluorescence In Situ Hybridization (FISH)
2016-03-22 | FGF1F | FGFR1 (8p11.2) Amplification, FISH, Tissue | 55218 | Source | 31208-2 | Specimen source:Prid:Pt:XXX:Nom: | Fluorescence In Situ Hybridization (FISH)
2016-03-22 | FGF1F | FGFR1 (8p11.2) Amplification, FISH, Tissue | 55222 | Disclaimer | 62364-5 | Test performance information:Find:Pt:XXX:Nar: | Fluorescence In Situ Hybridization (FISH)
2016-03-22 | METF | MET (7q31), FISH, Tissue | 55204 | Interpretation | 69965-2 | Clinical cytogeneticist review:Imp:Pt:XXX:Nar: | Fluorescence In Situ Hybridization (FISH)
2016-03-22 | METF | MET (7q31), FISH, Tissue | 55208 | Source | 31208-2 | Specimen source:Prid:Pt:XXX:Nom: | Fluorescence In Situ Hybridization (FISH)
2016-03-22 | METF | MET (7q31), FISH, Tissue | 55212 | Disclaimer | 62364-5 | Test performance information:Find:Pt:XXX:Nar: | Fluorescence In Situ Hybridization (FISH)
2016-03-22 | TGMS | Thyroglobulin Mass Spectrometry, Serum | 35998 | Interpretation | 59462-2 | Clinical biochemist review:Imp:Pt:XXX:Nar: | Tryptic Protein Fragmentation, purified with Immunocapture, Analysis by Liquid Chromatography Tandem Mass Spectrometry (LC-MS/MS) (This service is performed pursuant to an agreement with SISCAPA Assay Technologies Inc. covering US Patent 7,632,686)
2016-03-22 | HCMM | Homocysteine (Total), Methylmalonic Acid, and Methylcitric Acid, Blood Spot | 50252 | Homocysteine | 54301-7 | Homocysteine:SCnc:Pt:Bld.dot:Qn: | Liquid Chromatography Tandem Mass Spectrometry (LC-MS/MS)
2016-03-11 | FCYTP | Cytokine Panel 13, Serum | Z4722 | Tumor Necrosis Factor - alpha | 3074-2 | Tumor necrosis factor.alpha:MCnc:Pt:Ser/Plas:Qn: | Quantitative Multiplex Bead Assay
2016-03-11 | FCYTP | Cytokine Panel 13, Serum | Z4733 | Interleukin 6 | 26881-3 | Interleukin 6:MCnc:Pt:Ser/Plas:Qn: | Quantitative Multiplex Bead Assay
2016-03-11 | FCYTP | Cytokine Panel 13, Serum | Z4734 | Interleukin 8 | 33211-4 | Interleukin 8:MCnc:Pt:Ser/Plas:Qn: | Quantitative Multiplex Bead Assay
2016-03-11 | FCYTP | Cytokine Panel 13, Serum | Z4727 | Interleukin 4 | 27161-9 | Interleukin 4:MCnc:Pt:Ser/Plas:Qn: | Quantitative Multiplex Bead Assay
2016-03-11 | FCYTP | Cytokine Panel 13, Serum | Z4728 | Interleukin 5 | 33938-2 | Interleukin 5:MCnc:Pt:Ser/Plas:Qn: | Quantitative Multiplex Bead Assay
2016-03-11 | FCYTP | Cytokine Panel 13, Serum | Z4732 | Interleukin 1 beta | 13629-1 | Interleukin 1 beta:MCnc:Pt:Ser/Plas:Qn: | Quantitative Multiplex Bead Assay
2016-03-11 | FCYTP | Cytokine Panel 13, Serum | Z4725 | Interleukin 12 | 41760-0 | Interleukin 12:MCnc:Pt:Ser/Plas:Qn: | Quantitative Multiplex Bead Assay
2016-03-11 | FCYTP | Cytokine Panel 13, Serum | Z4724 | Interleukin 2 Receptor, Soluble | 76039-7 | Interleukin 2 receptor.soluble:MCnc:Pt:Ser/Plas:Qn: | Quantitative Multiplex Bead Assay
2016-03-11 | FCYTP | Cytokine Panel 13, Serum | Z4723 | Interleukin 2 | 33939-0 | Interleukin 2:MCnc:Pt:Ser/Plas:Qn: | Quantitative Multiplex Bead Assay
2016-03-11 | FCYTP | Cytokine Panel 13, Serum | Z4729 | Interleukin 10 | 26848-2 | Interleukin 10:MCnc:Pt:Ser/Plas:Qn: | Quantitative Multiplex Bead Assay
2016-03-11 | FCYTP | Cytokine Panel 13, Serum | Z4730 | Interleukin 13 | 33822-8 | Interleukin 13:MCnc:Pt:Ser/Plas:Qn: | Quantitative Multiplex Bead Assay
2016-03-08 | XYMF | Known 45,X, Mosaicism Reflex Analysis, FISH, Whole Blood | 55279 | Disclaimer | 62364-5 | Test performance information:Find:Pt:XXX:Nar: | Fluorescence In Situ Hybridization (FISH)
2016-03-01 | FIL | Filaria, Blood | FIL | Filaria, B | 10662-5 | Filaria identified:Prid:Pt:Bld:Nom:Concentration | Microscopic Examination
2016-03-01 | IGFMS | Insulin-Like Growth Factor-1, Mass Spectrometry, Serum | 35781 | Z-score | 73561-3 | Insulin-like growth factor-I:Zscore:Pt:Ser/Plas:Qn: | Liquid Chromatography Mass Spectrometry (LC/MS)
2016-03-01 | IGFMS | Insulin-Like Growth Factor-1, Mass Spectrometry, Serum | 62750 | IGF-1, LC/MS, S | 2484-4 | Insulin-like growth factor-I:MCnc:Pt:Ser/Plas:Qn: | Liquid Chromatography Mass Spectrometry (LC/MS)
2016-03-01 | FIBAG | Fibrinogen Antigen, Plasma | FIBAG | Fibrinogen Antigen, P | 3256-5 | Fibrinogen Ag:MCnc:Pt:PPP:Qn:Imm | Immunoturbidimetric
2016-02-24 | WNVCI | West Nile CSF Interpretation | WNVCI | West Nile CSF Interpretation | 69048-7 | Immunologist review:Imp:Pt:XXX:Nar: | Only orderable as part of a profile. See WNC / West Nile Virus Antibody, IgG and IgM, Spinal Fluid.
2016-02-24 | WNVSI | West Nile Serum Interpretation | WNVSI | West Nile Serum Interpretation | 69048-7 | Immunologist review:Imp:Pt:XXX:Nar: | Only orderable as part of a profile. For more information see WNS / West Nile Virus Antibody, IgG and IgM, Serum.
2016-02-04 | OLIVF | Olive-Food, IgE, Serum | OLIVF | Olive-Food, IgE | 21428-8 | Olea europaea Ab.IgE:ACnc:Pt:Ser:Qn: | Fluorescence Enzyme Immunoassay (FEIA)
2016-02-01 | FAMP | Amphetamine, Serum or Plasma | Z1206 | Amphetamine | 42576-9 | Amphetamine:MCnc:Pt:Bld:Qn:Confirm | Chromatography with Mass Spectrometry
2016-01-25 | LDBF | Lactate Dehydrogenase (LDH), Body Fluid | LD_BF | Lactate Dehydrogenase (LD), BF | 14803-1 | Lactate dehydrogenase:CCnc:Pt:Body fld:Qn: | Photometric
2016-01-22 | FHBG | Hepatitis B Virus Genotyping | Z3195 | Hepatitis B Genotype | 32366-7 | Hepatitis B virus genotype:Prid:Pt:Ser/Plas:Nom:Probe.amp.tar | Polymerase Chain Reaction/Sequencing
2016-01-22 | FHBG | Hepatitis B Virus Genotyping | Z3196 | HBV Surface Antigen Mutations | 32366-7 | Hepatitis B virus genotype:Prid:Pt:Ser/Plas:Nom:Probe.amp.tar | Polymerase Chain Reaction/Sequencing
2016-01-21 | PAMIK | Amikacin, Peak, Serum | PAMIK | Amikacin, Peak, S | 3319-1 | Amikacin^peak:MCnc:Pt:Ser/Plas:Qn: | Kinetic Interaction of Microparticles in Solution (KIMS)
2016-01-21 | HELIS | Helicobacter pylori Culture with Antimicrobial Susceptibilities, Varies | HELIS | Helicobacter pylori Culture + Susc | 587-6 | Helicobacter pylori:ACnc:Pt:XXX:Ord:Organism specific culture | Conventional Culture Technique with Minimal Inhibitory Concentration (MIC) (Agar Dilution or Broth Microdilution or Gradient Diffusion) or Disk Diffusion if appropriate
2016-01-21 | ALAUR | Aminolevulinic Acid, Urine | 34347 | Interpretation (ALA), U | 59462-2 | Clinical biochemist review:Imp:Pt:XXX:Nar: | Liquid Chromatography Tandem Mass Spectrometry (LC-MS/MS)
2016-01-19 | HHV6 | Human Herpesvirus-6, Molecular Detection, PCR, Plasma | 87532 | HHV-6 PCR, P | 29495-9 | Herpes virus 6 DNA:ACnc:Pt:XXX:Ord:Probe.amp.tar | Real-Time Polymerase Chain Reaction (PCR)/DNA Probe Hybridization
2016-01-19 | GIP | Gastrointestinal Pathogen Panel, PCR, Feces | SRCGI | Specimen Source | 31208-2 | Specimen source:Prid:Pt:XXX:Nom: | Multiplex Polymerase Chain Reaction (PCR)
2016-01-08 | LPAGF | Lymphocyte Proliferation to Antigens, Blood | 32329 | Max Prolif of TT as % CD45 | 69016-4 | Lymphocyte proliferation.tetanus toxoid.maximum/CD45:NFr:Pt:Bld:Qn:Flow cytometry | Flow Cytometry
2016-01-08 | LPAGF | Lymphocyte Proliferation to Antigens, Blood | 32330 | Max Prolif of TT as % CD3 | 69029-7 | Lymphocyte proliferation.tetanus toxoid.maximum/CD3:NFr:Pt:Bld:Qn:Flow cytometry | Flow Cytometry
2016-01-08 | FSHRG | Shrimp IgG | FSHRG | Shrimp IgG | 60403-3 | Pandalus borealis Ab.IgG:MCnc:Pt:Ser:Qn: | Enzyme Immunoassay (FEIA)
2015-12-18 | QNKS | Natural Killer (NK)/Natural Killer T-Cell Subsets, Quantitative, Blood | NKACY | Cytotoxic NK (CD16++CD56+) | 42188-3 | Cells.CD3+CD16+CD56+:NCnc:Pt:Bld:Qn: | Flow Cytometry
2015-12-18 | QNKS | Natural Killer (NK)/Natural Killer T-Cell Subsets, Quantitative, Blood | NKTA | NKT cells (CD3+CD56+) | 26858-1 | Cells.CD3+CD56+:NCnc:Pt:Bld:Qn: | Flow Cytometry
2015-12-18 | QNKS | Natural Killer (NK)/Natural Killer T-Cell Subsets, Quantitative, Blood | NKTP | % NKT cells (CD3+CD56+) | 17135-5 | Cells.CD3+CD56+/100 cells:NFr:Pt:Bld:Qn: | Flow Cytometry
2015-12-10 | VIGA | Vigabatrin (Sabril) | Z1176 | Vigabatrin (Sabril) | 30042-6 | Vigabatrin:MCnc:Pt:Ser/Plas:Qn: | High Performance Liquid Chromatography with Fluorescence Detection (HPLC-FL)
2015-12-10 | PROTR | Protriptyline (Vivactyl) | Z1053 | Protriptyline (Vivactyl) | 3999-0 | Protriptyline:MCnc:Pt:Ser/Plas:Qn: | Liquid Chromatography/Tandem Mass Spectrometry (LC/MS/MS)
2015-12-10 | RIT | Methylphenidate, Serum | Z1121 | Methylphenidate (Ritalin) | 3807-5 | Methylphenidate:MCnc:Pt:Ser/Plas:Qn: | Liquid Chromatography/Tandem Mass Spectrometry (LC/MS/MS)
2015-12-10 | LOX | Loxapine (Loxitane) and 8-Hydroxyloxapine | Z1047 | 8-Hydroxy-Loxapine | 9696-6 | 8-Hydroxyloxapine:MCnc:Pt:Ser/Plas:Qn: | Liquid Chromatography/Tandem Mass Spectrometry (LC/MS/MS)
2015-12-10 | PNZN | Perphenazine, (Trilafon), Serum | Z1052 | Perphenazine | 3927-1 | Perphenazine:MCnc:Pt:Ser/Plas:Qn: | Liquid Chromatography/Tandem Mass Spectrometry (LC/MS/MS)
2015-12-10 | MESOR | Mesoridazine (Serentil) | Z1124 | Mesoridazine (Serentil) | 3760-6 | Mesoridazine:MCnc:Pt:Ser/Plas:Qn:
2015-12-10 | FMIRT | Mirtazapine (Remeron) | Z3323 | Mirtazapine | 17283-3 | Mirtazapine:MCnc:Pt:Ser/Plas:Qn: | High Performance Liquid Chromatography with Fluorescence Detection (HPLC-FL)
2015-12-10 | FZOLP | Zolpidem (Ambien), serum or plasma | Z3322 | Zolpidem, SE | 6953-4 | Zolpidem:MCnc:Pt:Ser/Plas:Qn: | Liquid Chromatography/Tandem Mass Spectrometry (LC/MS/MS)
2015-12-10 | FSTYR | Styrene, Occupational Exposure, Blood | Z1179 | Styrene | 8243-8 | Styrene:MCnc:Pt:Bld:Qn: | Headspace Gas Chromatography/Flame Ionization Detection (GC-FID)
2015-12-10 | FSOTA | Sotalol (Betapace) | Z1192 | Sotalol | 12416-4 | Sotalol:MCnc:Pt:Ser/Plas:Qn: | High Performance Liquid Chromatography with Fluorescence Detection (HPLC-FL)
2015-12-10 | FSLFU | Sulfonylurea Screen, Urine | Z3273 | Nateglinide, UR | 73690-0 | Nateglinide:MCnc:Pt:Urine:Qn: | Liquid Chromatography/Tandem Mass Spectrometry (LC/MS/MS)
2015-12-10 | FSLFU | Sulfonylurea Screen, Urine | Z3274 | Repaglinide, UR | 73689-2 | Repaglinide:MCnc:Pt:Urine:Qn: | Liquid Chromatography/Tandem Mass Spectrometry (LC/MS/MS)
2015-12-10 | FSLFU | Sulfonylurea Screen, Urine | Z3270 | Glimepiride, UR | 73691-8 | Glimepiride:MCnc:Pt:Urine:Qn: | Liquid Chromatography/Tandem Mass Spectrometry (LC/MS/MS)
2015-12-10 | FSERT | Sertraline (Zoloft) and Desmethylsertraline | Z2298 | Sertraline | 6906-2 | Sertraline:MCnc:Pt:Ser/Plas:Qn: | Liquid Chromatography/Tandem Mass Spectrometry (LC/MS/MS)
2015-12-10 | FSERT | Sertraline (Zoloft) and Desmethylsertraline | Z2299 | Desmethylsertraline | 6897-3 | Norsertraline:MCnc:Pt:Ser/Plas:Qn: | Liquid Chromatography/Tandem Mass Spectrometry (LC/MS/MS)
2015-12-10 | FRISP | Risperidone (Risperdal) and 9-Hydroxyrisperidone | Z1057 | Combined Total | 9394-8 | Risperidone+9-Hydroxyrisperidone:MCnc:Pt:Ser/Plas:Qn: | Liquid Chromatography/Tandem Mass Spectrometry (LC/MS/MS)
2015-12-10 | FRISP | Risperidone (Risperdal) and 9-Hydroxyrisperidone | Z1056 | 9-Hydroxyrisperidone | 9383-1 | 9-Hydroxyrisperidone:MCnc:Pt:Ser/Plas:Qn: | Liquid Chromatography/Tandem Mass Spectrometry (LC/MS/MS)
2015-12-09 | FPHEN | Benzene as Phenol, Occupational Exposure, Urine | Z1064 | Phenol | 13487-4 | Phenol/Creatinine:MRto:Pt:Urine:Qn: | Gas Chromatography/Flame Ionization Detection (GC-FID) Spectrophotometry (SPEC)
2015-12-09 | FPHEN | Benzene as Phenol, Occupational Exposure, Urine | Z1201 | Creatinine | 2161-8 | Creatinine:MCnc:Pt:Urine:Qn: | Gas Chromatography/Flame Ionization Detection (GC-FID) Spectrophotometry (SPEC)
2015-12-09 | FPHEN | Benzene as Phenol, Occupational Exposure, Urine | Z1063 | Phenol | 2758-1 | Phenol:MCnc:Pt:Urine:Qn: | Gas Chromatography/Flame Ionization Detection (GC-FID) Spectrophotometry (SPEC)
2015-12-07 | QNKS | Natural Killer (NK)/Natural Killer T-Cell Subsets, Quantitative, Blood | NKA45 | Total Lymphs (CD45+) | 27071-0 | Cells.CD45:NCnc:Pt:Bld:Qn: | Flow Cytometry
2015-12-07 | QNKS | Natural Killer (NK)/Natural Killer T-Cell Subsets, Quantitative, Blood | NKPL3 | % Total CD45+CD3+ Cells | 56907-9 | Cells.CD3+CD45+/100 cells:NFr:Pt:Bld:Qn: | Flow Cytometry
2015-12-07 | AMMO | Ammonium, 24 Hour, Urine | TM25 | Collection Duration | 13362-9 | Collection duration:Time:*:Urine:Qn: | Enzymatic
2015-12-07 | AMMO | Ammonium, 24 Hour, Urine | VL91 | Urine Volume | 3167-4 | Specimen volume:Vol:24H:Urine:Qn: | Enzymatic
2015-12-07 | CALU | Calcium, 24 Hour, Urine | VL110 | Urine Volume | 3167-4 | Specimen volume:Vol:24H:Urine:Qn: | Photometric
2015-12-07 | MAGU | Magnesium, 24 Hour, Urine | VL111 | Urine Volume | 3167-4 | Specimen volume:Vol:24H:Urine:Qn: | Colorimetric Endpoint Assay
2015-12-07 | CALU | Calcium, 24 Hour, Urine | TM114 | Collection Duration | 13362-9 | Collection duration:Time:*:Urine:Qn: | Photometric
2015-12-07 | MAGU | Magnesium, 24 Hour, Urine | TM115 | Collection Duration | 13362-9 | Collection duration:Time:*:Urine:Qn: | Colorimetric Endpoint Assay
2015-12-07 | HPVP | Human Papillomavirus (HPV) DNA Detection with Genotyping, High Risk Types by PCR with Papanicolaou Smear Reflex, ThinPrep, Varies | SRCPV | Specimen Source | 31208-2 | Specimen source:Prid:Pt:XXX:Nom: | HPVP: Real-Time Polymerase Chain Reaction (PCR) TPRCY: Light Microscopy
2015-12-07 | CHIMS | Chimerism Transplant Sorted Cells, Varies | CHIS | Final Diagnosis | 34574-4 | Path report.final diagnosis:Imp:Pt:Specimen:Nom: | Polymerase Chain Reaction (PCR) Amplification/Capillary Electrophoresis
2015-12-07 | CHIMU | Chimerism Transplant No Cell Sort, Varies | 37313 | Final Diagnosis | 34574-4 | Path report.final diagnosis:Imp:Pt:Specimen:Nom: | Polymerase Chain Reaction (PCR) Amplification/Capillary Electrophoresis
2015-12-04 | VANRA | Vancomycin, Random, Serum | VANRA | Vancomycin, Random, S | 20578-1 | Vancomycin:MCnc:Pt:Ser/Plas:Qn: | Immunoassay
2015-12-04 | VANPA | Vancomycin, Peak, Serum | VANPA | Vancomycin, Peak, S | 4090-7 | Vancomycin^peak:MCnc:Pt:Ser/Plas:Qn: | Immunoassay
2015-12-04 | GENPA | Gentamicin, Peak, Serum | GENPA | Gentamicin, Peak, S | 3663-2 | Gentamicin^peak:MCnc:Pt:Ser/Plas:Qn: | Turbidimetric Immunoassay
2015-12-04 | GENRA | Gentamicin, Random, Serum | GENRA | Gentamicin, Random, S | 35668-3 | Gentamicin:MCnc:Pt:Ser/Plas:Qn: | Turbidimetric Immunoassay
2015-12-04 | GALT | Galactose-1-Phosphate Uridyltransferase, Blood | 2296 | Interpretation (GALT) | 59462-2 | Clinical biochemist review:Imp:Pt:XXX:Nar: | Enzyme Reaction followed by Liquid Chromatography Tandem Mass Spectrometry (LC-MS/MS)
2015-12-04 | GCT | Galactosemia Reflex, Blood | 2296 | Interpretation (GALT) | 59462-2 | Clinical biochemist review:Imp:Pt:XXX:Nar: | Enzyme Reaction followed by Liquid Chromatography Tandem Mass Spectrometry (LC-MS/MS)
2015-12-02 | FMMM | Mephedrone, MDPV and Methylone, Urine | Z3418 | MDPV | 73687-6 | Methylenedioxypyrovalerone:Threshold:Pt:Urine:Ord:Screen: | Liquid Chromatography/Tandem Mass Spectrometry (LC/MS/MS) - Screen and Confirmation; if applicable
2015-12-02 | FMMM | Mephedrone, MDPV and Methylone, Urine | Z3419 | Methylone | 73686-8 | Methylone:Threshold:Pt:Urine:Ord:Screen: | Liquid Chromatography/Tandem Mass Spectrometry (LC/MS/MS) - Screen and Confirmation; if applicable
2015-12-01 | FMITO | Mitotane (Lysodren) | Z1197 | Mitotane | 13626-7 | Mitotane:MCnc:Pt:Ser/Plas:Qn: | Gas Chromatography/Flame Ionization Detection (GC-FID)
2015-12-01 | FMETX | Methsuximide (Celontin) as Desmethylmethsuximide | Z1107 | Methsuximide | 3801-8 | Methsuximide:MCnc:Pt:Ser/Plas:Qn: | Gas Chromatography/Flame Ionization Detection (GC-FID)
2015-12-01 | FMETH | Methaqualone Confirmation, urine | Z4116 | Methaqualone, Urine Quant | 16244-6 | Methaqualone:MCnc:Pt:Urine:Qn:Confirm | Gas Chromatography/Mass Spectrometry (GC/MS)
2015-12-01 | FMERC | Mercaptopurine (6-MP, Purinethol) | Z1190 | 6-Mercaptopurine | 11242-5 | Mercaptopurine:MCnc:Pt:Ser/Plas:Qn: | High Performance Liquid Chromatography with Ultraviolet Detection (HPLC-UV)
2015-12-01 | FISON | Isoniazid (INH) | Z1207 | Isoniazid (INH), S | 3697-0 | Isoniazid:MCnc:Pt:Ser/Plas:Qn: | High-Performance Liquid chromatography with Ultraviolet Detection (HPLC-UV)
2015-11-24 | FFTIN | Tin, Serum | Z1182 | Tin | 5748-9 | Tin:MCnc:Pt:Ser/Plas:Qn: | Inductively Coupled Plasma/Mass Spectrometry (ICP-MS)
2015-11-24 | FFTIB | Tin, Blood | Z1202 | Tin | 5747-1 | Tin:MCnc:Pt:Bld:Qn: | Inductively Coupled Plasma/Mass Spectrometry (ICP-MS)
2015-11-20 | AFPA | Alpha-Fetoprotein, Amniotic Fluid | DAT15 | EDD by US Scan | 11781-2 | Delivery date:Date:Pt:^Patient:Qn:US.composite.estimated | AFPA: Immunoenzymatic Assay ACHE_: Polyacrylamide Electrophoresis
2015-11-20 | POSV | Post Vasectomy Check, Semen | CMMT4 | Comment | 48767-8 | Annotation comment:Imp:Pt:{system}:Nar: | Manual
2015-11-20 | C2 | C2 Complement, Functional, with Reflex, Serum | INT53 | Interpretation | 69048-7 | Immunologist review:Imp:Pt:XXX:Nar: | Automated Liposome Lysis Assay
2015-11-20 | C2FXN | C2 Complement, Functional, Serum | INT53 | Interpretation | 69048-7 | Immunologist review:Imp:Pt:XXX:Nar: | Automated Liposome Lysis Assay
2015-11-20 | LLPT | Leukemia/Lymphoma Immunophenotyping, Flow Cytometry, Tissue | 19579 | SP Signing Pathologist: | 19139-5 | Pathologist name:ID:Pt:Provider:Nom: | Immunophenotyping
2015-11-20 | LLPT | Leukemia/Lymphoma Immunophenotyping, Flow Cytometry, Tissue | 19567 | Date of Autopsy: | 75711-2 | Date of autopsy:Date:Pt:^Patient:Qn: | Immunophenotyping
2015-11-18 | FHIPP | Toluene as Hippuric Acid, Occupational Exposure, Urine | Z1863 | Creatinine | 2161-8 | Creatinine:MCnc:Pt:Urine:Qn: | Gas Chromatography/Flame Ionization Detection (GC-FID)
2015-11-18 | FFTHI | Thiothixene (Navane) | Z1195 | Thiothixene (Navane) | 6696-9 | Thiothixene:MCnc:Pt:Ser/Plas:Qn: | High Performance Liquid Chromatography with Fluorescence Detection (HPLC-FL)
2015-11-18 | FFTEM | Temazepam (Restoril), Serum | Z1128 | Temazepam (Restoril) | 59750-0 | Temazepam:MCnc:Pt:Ser/Plas:Qn:Confirm | Liquid Chromatography/Tandem Mass Spectrometry (LC/MS/MS)
2015-11-18 | FFLUR | Flurazepam (Dalmane) and Desalkylflurazepam | Z1133 | Flurazepam | 46979-1 | Flurazepam:MCnc:Pt:Ser/Plas:Qn:Confirm | Liquid Chromatography/Tandem Mass Spectrometry (LC/MS/MS)
2015-11-18 | FFLUR | Flurazepam (Dalmane) and Desalkylflurazepam | Z1160 | Desalkylflurazepam | 46980-9 | N-desalkylflurazepam:MCnc:Pt:Ser/Plas:Qn:Confirm | Liquid Chromatography/Tandem Mass Spectrometry (LC/MS/MS)
2015-11-18 | FFLUR | Flurazepam (Dalmane) and Desalkylflurazepam | Z1161 | Flurazepam + Desalkylflurazepam | 73826-0 | Flurazepam+N-desalkylflurazepam:MCnc:Pt:Ser/Plas/Bld:Qn:Confirm | Liquid Chromatography/Tandem Mass Spectrometry (LC/MS/MS)
2015-11-18 | FFLRO | Flunitrazepam Confirmation, Serum | Z1074 | 7-Aminoflunitrazepam | 73829-4 | 7-Aminoflunitrazepam:MCnc:Pt:Ser/Plas/Bld:Qn: | Gas Chromatography-Mass Spectrometry (GC/MS)
2015-11-18 | FFLRO | Flunitrazepam Confirmation, Serum | Z1075 | Flunitrazepam | 73828-6 | Flunitrazepam:MCnc:Pt:Ser/Plas/Bld:Qn: | Gas Chromatography-Mass Spectrometry (GC/MS)
2015-11-17 | FFLEX | Cyclobenzaprine (Flexeril) | Z1130 | Cyclobenzaprine (Flexeril) | 6797-5 | Cyclobenzaprine:MCnc:Pt:Ser/Plas:Qn: | Liquid Chromatography/Tandem Mass Spectrometry (LC/MS/MS)
2015-11-17 | FENC | Encainide (Enkaid), ODE and MODE | Z1131 | Encainide | 3589-9 | Encainide:MCnc:Pt:Ser/Plas:Qn: | Liquid Chromatography/Tandem Mass Spectrometry (LC/MS/MS)
2015-11-17 | FENC | Encainide (Enkaid), ODE and MODE | Z1157 | o-Demethylencainide (ODE) | 10997-5 | O-desmethylencainide:MCnc:Pt:Ser/Plas:Qn: | Liquid Chromatography/Tandem Mass Spectrometry (LC/MS/MS)
2015-11-17 | FENC | Encainide (Enkaid), ODE and MODE | Z1158 | 3-Methoxy-ODE (MODE) | 10973-6 | 3 methoxy O desmethylencainide:MCnc:Pt:Ser/Plas:Qn: | Liquid Chromatography/Tandem Mass Spectrometry (LC/MS/MS)
2015-11-17 | FDXAP | Dexedrine (Dextroamphetamine) | Z3319 | Dextroamphetamine | 9814-5 | Dextroamphetamine:MCnc:Pt:Ser/Plas:Qn: | Gas Chromatography/Mass Spectrometry (GC/MS)
2015-11-17 | FDM | Dextromethorphan (DM), Serum | Z1148 | Dextromethorphan (DM) | 13623-4 | Dextromethorphan:MCnc:Pt:Ser/Plas:Qn: | Liquid Chromatography/Tandem Mass Spectrometry (LC/MS/MS)
2015-11-17 | FBERY | Beryllium, Blood | Z1177 | Beryllium | 8159-6 | Beryllium:MCnc:Pt:Bld:Qn: | Inductively Coupled Plasma/Mass Spectrometry (ICP-MS)
2015-11-17 | FBENZ | Benztropine (Cogentin), Serum | Z1134 | Benztropine (Cogentin) | 9384-9 | Benztropine:MCnc:Pt:Ser/Plas:Qn: | Liquid Chromatography/Tandem Mass Spectrometry (LC/MS/MS)
2015-11-17 | FBEN | Benzene, Occupational Exposure, Blood | Z1153 | Benzene | 9330-2 | Benzene:MCnc:Pt:Bld:Qn: | Headspace Gas Chromatography/Flame Ionization Detection (GC-FID)
2015-11-17 | FBARS | Barium, Serum | Z3368 | Barium | 5589-7 | Barium:MCnc:Pt:Ser/Plas:Qn: | Inductively Coupled Plasma/Mass Spectrometry (ICP-MS)
2015-11-13 | FAMOX | Amoxapine (Asendin) and 8-Hydroxyamoxapine | Z1045 | 8-Hydroxy-Amoxapine | 1698-0 | 8-Hydroxyamoxapine:MCnc:Pt:Ser/Plas:Qn: | High Performance Liquid Chromatography with Ultraviolet Detection (HPLC-UV)
2015-11-13 | FAMOX | Amoxapine (Asendin) and 8-Hydroxyamoxapine | Z1046 | Combined Total | 9625-5 | Amoxapine+8-Hydroxyamoxapine:MCnc:Pt:Ser/Plas:Qn: | High Performance Liquid Chromatography with Ultraviolet Detection (HPLC-UV)
2015-11-13 | FAMOX | Amoxapine (Asendin) and 8-Hydroxyamoxapine | Z1120 | Amoxapine | 3341-5 | Amoxapine:MCnc:Pt:Ser/Plas:Qn: | High Performance Liquid Chromatography with Ultraviolet Detection (HPLC-UV)
2015-11-13 | FAMAN | Amantadine (Symmetrel) | Z1198 | Amantadine | 3317-5 | Amantadine:MCnc:Pt:Ser/Plas:Qn: | Gas Chromatography/Nitrogen Phosphorus Detection (GC-NPD)
2015-11-13 | FACET | Acetaminophen (Tylenol, Datril), Urine | FACET | Acetaminophen, Urine | 13622-6 | Acetaminophen:MCnc:Pt:Urine:Qn: | Immunoassay (IA)
2015-11-05 | FPERC | Percocet, Urine | Z1209 | Acetaminophen | 13622-6 |  | Immunoassay (IA), Liquid Chromatography/Tandem Mass Spectrometry (LC/MS/MS)
2015-11-03 | CDP | Chlordiazepoxide and Metabolite, Serum | 37321 | Nordiazepam | 3537-8 | Nordiazepam:MCnc:Pt:Ser/Plas:Qn: | Liquid Chromatography Tandem Mass Spectrometry (LC-MS/MS)
2015-11-03 | DXPIN | Doxepin and Nordoxepin, Serum | 37125 | Nordoxepin | 3862-0 | Nordoxepin:MCnc:Pt:Ser/Plas:Qn: | Liquid Chromatography Tandem Mass Spectrometry (LC-MS/MS)
2015-11-03 | DXPIN | Doxepin and Nordoxepin, Serum | 37126 | Doxepin and Nordoxepin | 3582-4 | Doxepin+Nordoxepin:MCnc:Pt:Ser/Plas:Qn: | Liquid Chromatography Tandem Mass Spectrometry (LC-MS/MS)
2015-11-03 | AMTRP | Amitriptyline and Nortriptyline, Serum | 36755 | Nortriptyline | 3872-9 | Nortriptyline:MCnc:Pt:Ser/Plas:Qn: | Liquid Chromatography Tandem Mass Spectrometry (LC-MS/MS)
2015-11-03 | AMTRP | Amitriptyline and Nortriptyline, Serum | 36756 | Amitriptyline and Nortriptyline | 3335-7 | Amitriptyline+Nortriptyline:MCnc:Pt:Ser/Plas:Qn: | Liquid Chromatography Tandem Mass Spectrometry (LC-MS/MS)
2015-11-03 | NH3V | Ammonia, Plasma | NH3V | Ammonia, P | 16362-6 | Ammonia:SCnc:Pt:Plas:Qn: | Photometric, Bromophenol Blue
2015-11-03 | ACMA | Acetaminophen, Serum | ACMA | Acetaminophen, S | 3298-7 | Acetaminophen:MCnc:Pt:Ser/Plas:Qn: | Photometric
2015-11-03 | DXPIN | Doxepin and Nordoxepin, Serum | 63507 | Doxepin | 3579-0 | Doxepin:MCnc:Pt:Ser/Plas:Qn: | Liquid Chromatography Tandem Mass Spectrometry (LC-MS/MS)
2015-11-03 | AMTRP | Amitriptyline and Nortriptyline, Serum | 63506 | Amitriptyline | 3333-2 | Amitriptyline:MCnc:Pt:Ser/Plas:Qn: | Liquid Chromatography Tandem Mass Spectrometry (LC-MS/MS)
2015-11-03 | RUFI | Rufinamide, Serum | 63030 | Rufinamide, S | 59323-6 | Rufinamide:MCnc:Pt:Ser/Plas:Qn: | Liquid Chromatography Tandem Mass Spectrometry (LC-MS/MS)
2015-11-03 | TOXB | Toxoplasma gondii, Molecular Detection, PCR, Blood | 62977 | Toxoplasma gondii PCR, B | 16279-2 | Toxoplasma gondii DNA:ACnc:Pt:Bld:Ord:Probe.amp.tar | Polymerase Chain Reaction (PCR)/DNA Probe Hybridization
2015-10-15 | FIGF2 | Insulin-like Growth Factor 2 (IGF-2) | Z2324 | Insulin-Like Growth Factor II | 2485-1 | Insulin-like growth factor-II:MCnc:Pt:Ser/Plas:Qn: | Radioimmunoassay (RIA) after acid-alcohol extraction
2015-10-14 | FMNPP | Motor Neuropathy Panel | Z4553 | Beta Globulin | 2871-2 | Beta globulin:MCnc:Pt:Ser/Plas:Qn:Electrophoresis | Semi-Quantitative Enzyme-Linked Immunosorbent Assay Quantitative Immunoturbidimetry Quantitative Capillary Electrophoresis Qualitative Immunofixation Electrophoresis Colorimetric Assay
2015-10-14 | FMNPP | Motor Neuropathy Panel | Z4554 | Gamma | 2874-6 | Gamma globulin:MCnc:Pt:Ser/Plas:Qn:Electrophoresis | Semi-Quantitative Enzyme-Linked Immunosorbent Assay Quantitative Immunoturbidimetry Quantitative Capillary Electrophoresis Qualitative Immunofixation Electrophoresis Colorimetric Assay
2015-10-14 | FMNPP | Motor Neuropathy Panel | Z4555 | Immunofixation | 25700-6 | Interpretation:Imp:Pt:Ser/Plas:Nom:Immunofixation | Semi-Quantitative Enzyme-Linked Immunosorbent Assay Quantitative Immunoturbidimetry Quantitative Capillary Electrophoresis Qualitative Immunofixation Electrophoresis Colorimetric Assay
2015-10-14 | FMNPP | Motor Neuropathy Panel | Z4556 | SPEP-IFE Interpretation | 49275-1 | Interpretation:Imp:Pt:Ser/Plas:Nar:Immunofixation | Semi-Quantitative Enzyme-Linked Immunosorbent Assay Quantitative Immunoturbidimetry Quantitative Capillary Electrophoresis Qualitative Immunofixation Electrophoresis Colorimetric Assay
2015-10-14 | FMNPP | Motor Neuropathy Panel | Z4546 | Immunoglobulin G | 2465-3 | IgG:MCnc:Pt:Ser/Plas:Qn: | Semi-Quantitative Enzyme-Linked Immunosorbent Assay Quantitative Immunoturbidimetry Quantitative Capillary Electrophoresis Qualitative Immunofixation Electrophoresis Colorimetric Assay
2015-10-14 | FMNPP | Motor Neuropathy Panel | Z4548 | Immunoglobulin M | 2472-9 | IgM:MCnc:Pt:Ser/Plas:Qn: | Semi-Quantitative Enzyme-Linked Immunosorbent Assay Quantitative Immunoturbidimetry Quantitative Capillary Electrophoresis Qualitative Immunofixation Electrophoresis Colorimetric Assay
2015-10-14 | FMNPP | Motor Neuropathy Panel | Z4549 | Total Protein, Serum | 2885-2 | Protein:MCnc:Pt:Ser/Plas:Qn: | Semi-Quantitative Enzyme-Linked Immunosorbent Assay Quantitative Immunoturbidimetry Quantitative Capillary Electrophoresis Qualitative Immunofixation Electrophoresis Colorimetric Assay
2015-10-14 | FMNPP | Motor Neuropathy Panel | Z4550 | Albumin | 1751-7 | Albumin:MCnc:Pt:Ser/Plas:Qn: | Semi-Quantitative Enzyme-Linked Immunosorbent Assay Quantitative Immunoturbidimetry Quantitative Capillary Electrophoresis Qualitative Immunofixation Electrophoresis Colorimetric Assay
2015-10-14 | FMNPP | Motor Neuropathy Panel | Z4551 | Alpha 1 Globulin | 2865-4 | Alpha 1 globulin:MCnc:Pt:Ser/Plas:Qn:Electrophoresis | Semi-Quantitative Enzyme-Linked Immunosorbent Assay Quantitative Immunoturbidimetry Quantitative Capillary Electrophoresis Qualitative Immunofixation Electrophoresis Colorimetric Assay
2015-10-14 | FMNPP | Motor Neuropathy Panel | Z4552 | Alpha 2 Globulin | 2868-8 | Alpha 2 globulin:MCnc:Pt:Ser/Plas:Qn:Electrophoresis | Semi-Quantitative Enzyme-Linked Immunosorbent Assay Quantitative Immunoturbidimetry Quantitative Capillary Electrophoresis Qualitative Immunofixation Electrophoresis Colorimetric Assay
2015-10-14 | FMNPP | Motor Neuropathy Panel | Z4540 | SGPG Antibody, IgM | 31666-1 | Sulfate-3-Glucuronyl paragloboside Ab.IgM:ACnc:Pt:Ser:Qn: | Semi-Quantitative Enzyme-Linked Immunosorbent Assay Quantitative Immunoturbidimetry Quantitative Capillary Electrophoresis Qualitative Immunofixation Electrophoresis Colorimetric Assay
2015-10-13 | CHLBF | Cholesterol, Body Fluid | FLD25 | Fluid Type: | 14725-6 | Fluid:Type:Pt:Body fld:Nom: | Colorimetry
2015-10-13 | TGLBF | Triglycerides, Body Fluid | FLD25 | Fluid Type: | 14725-6 | Fluid:Type:Pt:Body fld:Nom: | Colorimetry
2015-09-29 | RT3 | T3 (Triiodothyronine), Reverse, Serum | 9405 | T3(Triiodothyronine),Reverse,S | 3052-8 | Triiodothyronine.reverse:MCnc:Pt:Ser/Plas:Qn: | Liquid Chromatography Tandem Mass Spectrometry (LC-MS/MS) Portions of this test are covered by patents held by Quest Diagnostics.
2015-09-29 | TDP | Thiamine (Vitamin B1), Whole Blood | 85753 | Thiamin (Vitamin B1), WB | 32554-8 | Thiamine:SCnc:Pt:Bld:Qn: | Liquid Chromatography Tandem Mass Spectrometry (LC-MS/MS)
2015-09-28 | LACO | Lacosamide, Serum | 62772 | Lacosamide, S | 59297-2 | Lacosamide:MCnc:Pt:Ser/Plas:Qn: | Liquid Chromatography-Tandem Mass Spectrometry (LC-MS/MS) Portions of this test are covered by patents held by Quest Diagnostics
2015-09-04 | SNS | Supplemental Newborn Screen, Blood Spot | 82594 | Supplemental Newborn Screen Result | 54089-8 | Newborn screening panel:-:Pt:^Patient:-:AHIC | Flow Injection Analysis Tandem Mass Spectrometry (FIA-MS/MS)
2015-09-04 | LAD1 | Leukocyte Adhesion Deficiency Type 1, CD11a/CD18 and CD11b/CD18 Complex Immunophenotyping, Blood | 432 | LAD Interpretation | 69052-9 | Flow cytometry specialist review:Imp:Pt:XXX:Nar: | Flow Cytometric Immunophenotyping Includes evaluation of markers CD11a/CD18 and CD11b/CD18.
2015-09-04 | LAD1 | Leukocyte Adhesion Deficiency Type 1, CD11a/CD18 and CD11b/CD18 Complex Immunophenotyping, Blood | 432 | LAD Interpretation | 69052-9 | Flow cytometry specialist review:Imp:Pt:XXX:Nar: | Flow Cytometric Immunophenotyping
2015-09-04 | COKEM | Cocaine and Metabolites Confirmation, Meconium | 31862 | m-Hydroxybenzoylecgonine | 69012-3 | 3-Hydroxybenzoylecgonine:MCnt:Pt:Meconium:Qn:Confirm | Liquid Chromatography Tandem Mass Spectrometry (LC-MS/MS)
2015-09-04 | DASM4 | Drugs of Abuse Screen, Meconium 4 | 32086 | Tetrahydrocannabinol | 26893-8 | Tetrahydrocannabinol:MCnt:Pt:Meconium:Qn: | Competitive Chemiluminescent Immunoassay (CIA)
2015-09-04 | DASM5 | Drugs of Abuse Screen, Meconium 5 | 32207 | Tetrahydrocannabinol | 26893-8 | Tetrahydrocannabinol:MCnt:Pt:Meconium:Qn: | Competitive Chemiluminescent Immunoassay (CIA)
2015-09-04 | SEQB | Sequential Maternal Screening, Part 2, Serum | 29894 | GA on Collection by U/S Scan 2 | 11888-5 | Gestational age:Time:Pt:^Fetus:Qn:US.composite.estimated | Immunoenzymatic Assay
2015-09-04 | HITIG | Heparin-PF4 IgG Antibody, Serum | 21468 | Heparin Inhibition | 73817-9 | Percent heparin inhibition:Ratio:Pt:Ser:Qn: | Enzyme-Linked Immunosorbent Assay (ELISA)
2015-09-02 | OXU | Oxalate, 24 Hour, Urine | VL15 | Urine Volume | 3167-4 | Specimen volume:Vol:24H:Urine:Qn: | Enzymatic
2015-09-02 | PTU | Protein, Total, 24 Hour, Urine | VL21 | Urine Volume | 19153-6 | Specimen volume:Vol:XXX:Urine:Qn: | Turbidimetry
2015-09-01 | LD | Lactate Dehydrogenase (LDH), Serum | LD | Lactate Dehydrogenase (LD), S | 14804-9 | Lactate dehydrogenase:CCnc:Pt:Ser/Plas:Qn:Reaction: lactate to pyruvate | Photometric Rate Reaction
2015-09-01 | RNAUR | Sodium, Random, Urine | RNAUR | Sodium, Random, U | 2955-3 | Sodium:SCnc:Pt:Urine:Qn: | Potentiometric, Indirect Ion-Selective Electrode (ISE)
2015-09-01 | RCTUR | Creatinine, Random, Urine | RCTUR | Creatinine, Random, U | 2161-8 | Creatinine:MCnc:Pt:Urine:Qn: | Enzymatic Colorimetric Assay
2015-08-31 | TPSF | Protein, Total, Spinal Fluid | TPSF | Protein, Total, CSF | 2880-3 | Protein:MCnc:Pt:CSF:Qn: | Reflectance Spectrophotometry
2015-08-31 | VANTA | Vancomycin, Trough, Serum | VANTA | Vancomycin, Trough, S | 4092-3 | Vancomycin^trough:MCnc:Pt:Ser/Plas:Qn: | Immunoassay
2015-08-31 | TRYPT | Tryptase, Serum | TRYPT | Tryptase, S | 21582-2 | Tryptase:MCnc:Pt:Ser/Plas:Qn: | Fluorescence Enzyme Immunoassay (FEIA)
2015-08-31 | STSH | Thyroid-Stimulating Hormone-Sensitive (s-TSH), Serum | STSH | TSH, Sensitive, S | 11579-0 | Thyrotropin:ACnc:Pt:Ser/Plas:Qn:Detection limit <= 0.05 mIU/L | Electrochemiluminescent Immunoassay
2015-08-31 | CL | Chloride, Serum | CL | Chloride, S | 2075-0 | Chloride:SCnc:Pt:Ser/Plas:Qn: | Potentiometric/Indirect Ion-Selective Electrode
2015-08-31 | ELPSR | Electrolyte Panel, Serum | CL | Chloride, S | 2075-0 | Chloride:SCnc:Pt:Ser/Plas:Qn: | KS, NAS, CL: Potentiometric, Indirect Ion-Selective Electrode HCO3: Photometric/Enzymatic AGAP: Calculated Result
2015-08-31 | PHOS | Phosphorus (Inorganic), Serum | PHOS | Phosphorus (Inorganic), S | 2777-1 | Phosphate:MCnc:Pt:Ser/Plas:Qn: | Photometric, Ammonium Molybdate
2015-08-31 | IGE | Immunoglobulin E (IgE), Serum | IGE | Immunoglobulin E (IgE), S | 19113-0 | IgE:ACnc:Pt:Ser/Plas:Qn: | Fluorescence Enzyme Immunoassay (FEIA)
2015-08-31 | ACASM | Pernicious Anemia Cascade, Serum | B12PA | Vitamin B12 Assay, S | 2132-9 | Cobalamins:MCnc:Pt:Ser/Plas:Qn: | Immunoenzymatic Assay
2015-08-31 | A1CJ | Hemoglobin A1c, Blood | HBA1C | Hemoglobin A1c, B | 4548-4 | Hemoglobin A1c/Hemoglobin.total:MFr:Pt:Bld:Qn: | Ion-Exchange Chromatography Quantitative
2015-08-31 | ESTS | Estradiol, Rapid, Immunoassay, Serum | ESTS | Estradiol Rapid, Immunoassay, S | 2243-4 | Estradiol:MCnc:Pt:Ser/Plas:Qn: | Electrochemiluminescent Immunoassay (ECLIA)
2015-08-31 | GLSF | Glucose, Spinal Fluid | GLSF | Glucose, CSF | 2342-4 | Glucose:MCnc:Pt:CSF:Qn: | Photometric, Glucose Oxidase/Peroxidase
2015-08-31 | GLURA | Glucose, Random, Serum | GLURA | Glucose, Random, S | 2345-7 | Glucose:MCnc:Pt:Ser/Plas:Qn: | Enzymatic Photometric Assay
2015-08-31 | HBA1C | Hemoglobin A1c, Blood | HBA1C | Hemoglobin A1c, B | 4548-4 | Hemoglobin A1c/Hemoglobin.total:MFr:Pt:Bld:Qn: | Ion-Exchange High-Performance Liquid Chromatography (HPLC)
2015-08-31 | CTX | Beta-CrossLaps, Serum | CTX | Beta-CrossLaps (B-CTx), S | 41171-0 | Collagen crosslinked C-telopeptide:MCnc:Pt:Ser/Plas:Qn: | Electrochemiluminescence Immunoassay (ECLIA)
2015-08-31 | CA | Calcium, Total, Serum | CA | Calcium, Total, S | 17861-6 | Calcium:MCnc:Pt:Ser/Plas:Qn: | Photometric
2015-08-31 | AMS | Amylase, Total, Serum | AMS | Amylase, Total, S | 1798-8 | Amylase:CCnc:Pt:Ser/Plas:Qn: | Colorimetric Rate Reaction
2015-08-31 | ALP | Alkaline Phosphatase, Serum | ALP | Alkaline Phosphatase, S | 6768-6 | Alkaline phosphatase:CCnc:Pt:Ser/Plas:Qn: | Colorimetric
2015-08-31 | LIVPR | Liver Profile, Serum | ALP | Alkaline Phosphatase, S | 6768-6 | Alkaline phosphatase:CCnc:Pt:Ser/Plas:Qn: | BILIT: Photometric, Diazonium Salt BILID: Photometric, Diazotized Sulfanilic Acid AST: Photometric Rate, L-Aspartate with Pyridoxyl-5-Phosphate ALT: Photometric Rate, L-Alanine with Pyridoxal-5-Phosphate ALP: Photometric, p-Nitrophenol Phosphate ALB: Photometric, Bromcresol Green TP: Colorimetric, Biuret
2015-08-31 | CBC | Complete Blood Cell Count (CBC) with Differential, Blood | HGB | Hemoglobin | 718-7 | Hemoglobin:MCnc:Pt:Bld:Qn: | RF/DC (Radio Frequency/Direct Current) Detection/Hydrodynamic Focusing (DC Detection), Flow Cytometry (Using a Semiconductor Laser)/Sodium Lauryl Sulfate (SLS) Hemoglobin
2015-08-31 | HGB | Hemoglobin, Blood | HGB | Hemoglobin | 718-7 | Hemoglobin:MCnc:Pt:Bld:Qn: | Sodium Lauryl Sulfate (SLS) Hemoglobin Method
2015-08-31 | DHVD | 1,25-Dihydroxyvitamin D, Serum | 8822 | 1,25-Dihydroxyvitamin D, S | 62290-2 | 1,25-Dihydroxyvitamin D:MCnc:Pt:Ser/Plas:Qn: | Liquid Chromatography Tandem Mass Spectrometry (LC-MS/MS)
2015-08-31 | CRMWS | Collapsin Response-Mediator Protein-5-IgG, Western Blot, Serum | 83107 | CRMP-5-IgG Western Blot, S | 47401-5 | CV2 Ab.IgG:ACnc:Pt:Ser:Ord:IB | Western Blot
2015-08-31 | MMAS | Methylmalonic Acid, Quantitative, Serum | 80289 | Methylmalonic Acid, QN, S | 13964-2 | Methylmalonate:SCnc:Pt:Ser/Plas:Qn: | Liquid Chromatography Tandem Mass Spectrometry (LC-MS/MS)
2015-08-31 | GIAR | Giardia Antigen, Feces | 24085 | Giardia Ag, F | 6412-1 | Giardia lamblia Ag:ACnc:Pt:Stool:Ord:EIA | Enzyme-Linked Immunosorbent Assay (ELISA)
2015-08-31 | VITE | Vitamin E, Serum | 2350 | A-Tocopherol, Vitamin E | 1823-4 | Alpha tocopherol:MCnc:Pt:Ser/Plas:Qn: | Liquid Chromatography Tandem Mass Spectrometry (LC-MS/MS)
2015-08-28 | CBC | Complete Blood Cell Count (CBC) with Differential, Blood | HCT | Hematocrit | 4544-3 | Hematocrit:VFr:Pt:Bld:Qn:Automated count | RF/DC (Radio Frequency/Direct Current) Detection/Hydrodynamic Focusing (DC Detection), Flow Cytometry (Using a Semiconductor Laser)/Sodium Lauryl Sulfate (SLS) Hemoglobin
2015-08-28 | HOLDC | Hematologic Disorders, Chromosome Hold, Varies | CG763 | Reason for Referral | 42349-1 | Reason for referral:Find:Pt:^Patient:Nar: | Direct Preparation of Specimen
2015-08-28 | F822B | Hemophilia A F8 Gene, Intron 22 Inversion Known Mutation, Whole Blood | 35139 | HA F8 Int22 KM Reason for Referral | 42349-1 | Reason for referral:Find:Pt:^Patient:Nar: | Inverse Shifting-Polymerase Chain Reaction (IS-PCR)
2015-08-28 | F822P | Hemophilia A F8 Gene, Intron 22 Inversion Mutation Analysis, Prenatal | 35140 | HA F8 Int22 KM Reason for Referral | 42349-1 | Reason for referral:Find:Pt:^Patient:Nar: | Inverse Shifting-Polymerase Chain Reaction (IS-PCR)
2015-08-28 | HOLDF | Hematologic Disorders, Fluorescence In Situ Hybridization (FISH) Hold, Varies | CG666 | Reason for Referral | 42349-1 | Reason for referral:Find:Pt:^Patient:Nar: | Direct Preparation of Specimen
2015-08-28 | F81P | Hemophilia A F8 Gene, Intron 1 Inversion Known Mutation Analysis, Prenatal | 35138 | HA F8 Int1 KM Reason for Referral | 42349-1 | Reason for referral:Find:Pt:^Patient:Nar: | Polymerase Chain Reaction (PCR)
2015-08-28 | USPF | USP6 (17p13), Aneurysmal Bone Cyst and Nodular Fasciitis, FISH, Tissue | CG952 | Reason for Referral | 42349-1 | Reason for referral:Find:Pt:^Patient:Nar: | Fluorescence In Situ Hybridization (FISH)
2015-08-28 | CMAPC | Chromosomal Microarray, Autopsy, Products of Conception, or Stillbirth | CG945 | Reason for Referral | 42349-1 | Reason for referral:Find:Pt:^Patient:Nar: | Chromosomal Microarray (CMA)
2015-08-20 | C4U | C4 Acylcarnitine, Quantitative, Random, Urine | 28075 | C4 Interpretation | 59462-2 | Clinical biochemist review:Imp:Pt:XXX:Nar: | Flow Injection Analysis-Tandem Mass Spectrometry (FIA-MS/MS)
2015-08-20 | C5DCU | C5-DC Acylcarnitine, Quantitative, Random, Urine | 28126 | C5-DC Interpretation | 59462-2 | Clinical biochemist review:Imp:Pt:XXX:Nar: | Flow Injection Analysis-Tandem Mass Spectrometry (FIA-MS/MS)
2015-08-20 | C5OHU | C5-OH Acylcarnitine, Quantitative, Random, Urine | 28125 | C5-OH Interpretation | 59462-2 | Clinical biochemist review:Imp:Pt:XXX:Nar: | Flow Injection Analysis-Tandem Mass Spectrometry (FIA-MS/MS)
2015-08-05 | ADULT | Adulterants Survey, Random, Urine | 23511 | Oxidants | 58714-7 | Oxidants:ACnc:Pt:Urine:Ord: | Spectrophotometry (SP)
2015-08-05 | LEGI | Legionella Culture, Varies | LEGI | Legionella Culture | 593-4 | Legionella sp identified:Prid:Pt:XXX:Nom:Organism specific culture | Conventional Culture Technique
2015-08-05 | ADULT | Adulterants Survey, Random, Urine | 20606 | Creatinine, U | 2161-8 | Creatinine:MCnc:Pt:Urine:Qn: | Spectrophotometry (SP)
2015-08-05 | LEU | Fecal Leukocytes, Feces | LEU | Fecal Leukocytes | 13655-6 | Leukocytes:ACnc:Pt:Stool:Ord:Microscopy.light | Microscopic/Trichrome Stain
2015-07-15 | FOPIA | Opiates, Serum or Plasma, Quantitative | Z4427 | 6-acetylmorphine, S/P, Quant | 12788-6 | 6-Monoacetylmorphine:MCnc:Pt:Ser/Plas:Qn: | Quantitative Liquid Chromatography-Tandem Mass Spectrometry
2015-07-15 | FOPIA | Opiates, Serum or Plasma, Quantitative | Z4428 | Codeine, S/P, Quant | 3506-3 | Codeine:MCnc:Pt:Ser/Plas:Qn: | Quantitative Liquid Chromatography-Tandem Mass Spectrometry
2015-07-15 | FOPIA | Opiates, Serum or Plasma, Quantitative | Z4429 | Morphine, S/P, Quant | 3827-3 | Morphine:MCnc:Pt:Ser/Plas:Qn: | Quantitative Liquid Chromatography-Tandem Mass Spectrometry
2015-04-29 | F5M | 5-Methyltetrahydrofolate | Z2241 | 5-Methyltetrahydrofolate | 47547-5 | 5-Methyltetrahydrofolate:SCnc:Pt:CSF:Qn: | HPLC/Electrochemistry
2015-04-16 | CDKZ | CDKN1C Gene, Full Gene Analysis, Varies | 53885 | Source | 31208-2 |  | Polymerase Chain Reaction (PCR) followed by DNA Sequencing
2015-03-17 | AAPD | Amino Acids, Quantitative, Random, Urine | 3483 | Proline | 30067-3 | Proline/Creatinine:Ratio:Pt:Urine:Qn: | Liquid Chromatography Tandem Mass Spectrometry (LC-MS/MS) Portions of this test are covered by patents held by Quest Diagnostics
2015-03-17 | AAPD | Amino Acids, Quantitative, Random, Urine | 3471 | Phenylalanine | 30055-8 | Phenylalanine/Creatinine:Ratio:Pt:Urine:Qn: | Liquid Chromatography Tandem Mass Spectrometry (LC-MS/MS) Portions of this test are covered by patents held by Quest Diagnostics
2015-03-17 | AAPD | Amino Acids, Quantitative, Random, Urine | 3472 | Beta-alanine | 28588-2 | Beta alanine/Creatinine:Ratio:Pt:Urine:Qn: | Liquid Chromatography Tandem Mass Spectrometry (LC-MS/MS) Portions of this test are covered by patents held by Quest Diagnostics
2015-03-17 | AAPD | Amino Acids, Quantitative, Random, Urine | 3473 | Beta-aminoisobutyric Acid | 28602-1 | Beta aminoisobutyrate/Creatinine:Ratio:Pt:Urine:Qn: | Liquid Chromatography Tandem Mass Spectrometry (LC-MS/MS) Portions of this test are covered by patents held by Quest Diagnostics
2015-03-17 | AAPD | Amino Acids, Quantitative, Random, Urine | 3474 | Ornithine | 30049-1 | Ornithine/Creatinine:Ratio:Pt:Urine:Qn: | Liquid Chromatography Tandem Mass Spectrometry (LC-MS/MS) Portions of this test are covered by patents held by Quest Diagnostics
2015-03-17 | AAPD | Amino Acids, Quantitative, Random, Urine | 3475 | Lysine | 30048-3 | Lysine/Creatinine:Ratio:Pt:Urine:Qn: | Liquid Chromatography Tandem Mass Spectrometry (LC-MS/MS) Portions of this test are covered by patents held by Quest Diagnostics
2015-03-17 | AAPD | Amino Acids, Quantitative, Random, Urine | 3476 | 1-Methylhistidine | 28606-2 | 1-Methylhistidine/Creatinine:Ratio:Pt:Urine:Qn: | Liquid Chromatography Tandem Mass Spectrometry (LC-MS/MS) Portions of this test are covered by patents held by Quest Diagnostics
2015-03-17 | AAPD | Amino Acids, Quantitative, Random, Urine | 3477 | Histidine | 30047-5 | Histidine/Creatinine:Ratio:Pt:Urine:Qn: | Liquid Chromatography Tandem Mass Spectrometry (LC-MS/MS) Portions of this test are covered by patents held by Quest Diagnostics
2015-03-17 | AAPD | Amino Acids, Quantitative, Random, Urine | 3478 | 3-Methylhistidine | 28594-0 | 3-Methylhistidine/Creatinine:Ratio:Pt:Urine:Qn: | Liquid Chromatography Tandem Mass Spectrometry (LC-MS/MS) Portions of this test are covered by patents held by Quest Diagnostics
2015-03-17 | AAPD | Amino Acids, Quantitative, Random, Urine | 3465 | Cystine | 30065-7 | Cystine/Creatinine:Ratio:Pt:Urine:Qn: | Liquid Chromatography Tandem Mass Spectrometry (LC-MS/MS) Portions of this test are covered by patents held by Quest Diagnostics
2015-03-17 | AAPD | Amino Acids, Quantitative, Random, Urine | 3466 | Cystathionine | 28599-9 | Cystathionine/Creatinine:Ratio:Pt:Urine:Qn: | Liquid Chromatography Tandem Mass Spectrometry (LC-MS/MS) Portions of this test are covered by patents held by Quest Diagnostics
2015-03-17 | AAPD | Amino Acids, Quantitative, Random, Urine | 3467 | Methionine | 30063-2 | Methionine/Creatinine:Ratio:Pt:Urine:Qn: | Liquid Chromatography Tandem Mass Spectrometry (LC-MS/MS) Portions of this test are covered by patents held by Quest Diagnostics
2015-03-17 | AAPD | Amino Acids, Quantitative, Random, Urine | 3462 | Alpha-aminoadipic Acid | 28598-1 | Alpha aminoadipate/Creatinine:Ratio:Pt:Urine:Qn: | Liquid Chromatography Tandem Mass Spectrometry (LC-MS/MS) Portions of this test are covered by patents held by Quest Diagnostics
2015-03-17 | AAPD | Amino Acids, Quantitative, Random, Urine | 3463 | Alpha-amino-n-butyric Acid | 28590-8 | Alpha aminobutyrate/Creatinine:Ratio:Pt:Urine:Qn: | Liquid Chromatography Tandem Mass Spectrometry (LC-MS/MS) Portions of this test are covered by patents held by Quest Diagnostics
2015-03-17 | AAPD | Amino Acids, Quantitative, Random, Urine | 3464 | Valine | 30064-0 | Valine/Creatinine:Ratio:Pt:Urine:Qn: | Liquid Chromatography Tandem Mass Spectrometry (LC-MS/MS) Portions of this test are covered by patents held by Quest Diagnostics
2015-03-17 | AAPD | Amino Acids, Quantitative, Random, Urine | 3457 | Glutamine | 30056-6 | Glutamine/Creatinine:Ratio:Pt:Urine:Qn: | Liquid Chromatography Tandem Mass Spectrometry (LC-MS/MS) Portions of this test are covered by patents held by Quest Diagnostics
2015-03-17 | AAPD | Amino Acids, Quantitative, Random, Urine | 3458 | Glutamic Acid | 30059-0 | Glutamate/Creatinine:Ratio:Pt:Urine:Qn: | Liquid Chromatography Tandem Mass Spectrometry (LC-MS/MS) Portions of this test are covered by patents held by Quest Diagnostics
2015-03-17 | AAPD | Amino Acids, Quantitative, Random, Urine | 3459 | Citrulline | 30161-4 | Citrulline/Creatinine:Ratio:Pt:Urine:Qn: | Liquid Chromatography Tandem Mass Spectrometry (LC-MS/MS) Portions of this test are covered by patents held by Quest Diagnostics
2015-03-17 | AAPD | Amino Acids, Quantitative, Random, Urine | 3460 | Glycine | 30066-5 | Glycine/Creatinine:Ratio:Pt:Urine:Qn: | Liquid Chromatography Tandem Mass Spectrometry (LC-MS/MS) Portions of this test are covered by patents held by Quest Diagnostics
2015-03-17 | AAPD | Amino Acids, Quantitative, Random, Urine | 3461 | Alanine | 30068-1 | Alanine/Creatinine:Ratio:Pt:Urine:Qn: | Liquid Chromatography Tandem Mass Spectrometry (LC-MS/MS) Portions of this test are covered by patents held by Quest Diagnostics
2015-03-17 | AAPD | Amino Acids, Quantitative, Random, Urine | 3454 | Threonine | 30057-4 | Threonine/Creatinine:Ratio:Pt:Urine:Qn: | Liquid Chromatography Tandem Mass Spectrometry (LC-MS/MS) Portions of this test are covered by patents held by Quest Diagnostics
2015-03-17 | AAPD | Amino Acids, Quantitative, Random, Urine | 3456 | Asparagine | 28603-9 | Asparagine/Creatinine:Ratio:Pt:Urine:Qn: | Liquid Chromatography Tandem Mass Spectrometry (LC-MS/MS) Portions of this test are covered by patents held by Quest Diagnostics
2015-03-17 | AAPD | Amino Acids, Quantitative, Random, Urine | 3452 | Taurine | 28595-7 | Taurine/Creatinine:Ratio:Pt:Urine:Qn: | Liquid Chromatography Tandem Mass Spectrometry (LC-MS/MS) Portions of this test are covered by patents held by Quest Diagnostics
2015-03-17 | AAPD | Amino Acids, Quantitative, Random, Urine | 34487 | Allo-isoleucine | 73908-6 | Alloisoleucine/Creatinine:Ratio:Pt:Urine:Qn: | Liquid Chromatography Tandem Mass Spectrometry (LC-MS/MS) Portions of this test are covered by patents held by Quest Diagnostics
2015-03-09 | FHSAG | MVista Histoplasma Ag Quantitative, Spinal Fluid | Z1722 | Result: | 51754-0 | Histoplasma capsulatum Ag :Mcnc:Pt:CSF:Qn:EIA | Quantitative Sandwich Enzyme Immunoassay (EIA)
2015-02-16 | FMTAG | Murine Typhus Antibodies, IgG | FMTAG | Murine Typhus Antibodies, IgG | 5324-9 | Rickettsia typhi Ab.IgG:Titr:Pt:Ser:Qn:IF | Indirect Fluorescent Antibody (IFA)
2015-02-16 | FFPG4 | Food Panel IgG4 (532) | Z4353 | Corn IgG4 | 56231-4 | Zea mays Ab.IgG4:MCnc:Pt:Ser:Qn: | ImmunoCAP
2015-02-16 | FFPG4 | Food Panel IgG4 (532) | Z4354 | Egg White IgG4 | 56253-8 | Egg white Ab.IgG4:MCnc:Pt:Ser:Qn: | ImmunoCAP
2015-02-16 | FFPG4 | Food Panel IgG4 (532) | Z4355 | Egg Yolk IgG4 | 56254-6 | Egg yolk Ab.IgG4:MCnc:Pt:Ser:Qn: | ImmunoCAP
2015-02-16 | FFPG4 | Food Panel IgG4 (532) | Z4356 | Milk Cow IgG4 | 56234-8 | Cow milk Ab.IgG4:MCnc:Pt:Ser:Qn: | ImmunoCAP
2015-02-16 | FFPG4 | Food Panel IgG4 (532) | Z4357 | Peanut IgG4 | 56351-0 | Arachis hypogaea Ab.IgG4:MCnc:Pt:Ser:Qn: | ImmunoCAP
2015-02-16 | FFPG4 | Food Panel IgG4 (532) | Z4358 | Soybean IgG4 | 56390-8 | Glycine max Ab.IgG4:MCnc:Pt:Ser:Qn: | ImmunoCAP
2015-02-16 | FFPG4 | Food Panel IgG4 (532) | Z4359 | Wheat IgG4 | 56417-9 | Triticum aestivum Ab.IgG4:MCnc:Pt:Ser:Qn: | ImmunoCAP
2015-02-16 | FFPG4 | Food Panel IgG4 (532) | Z4360 | Yeast(Saccharomyces cerevisiae)IgG4 | 56449-2 | Saccharomyces cerevisiae Ab.IgG4:MCnc:Pt:Ser:Qn: | ImmunoCAP
2015-02-10 | FHMTB | Hydrocodone and metabolites | Z4302 | Dihydrocodeine, unconjugated | 12785-2 | Dihydrocodeine.free:MCnc:Pt:Ser/Plas:Qn: | Gas chromatography with Mass Spectrometry (GC/MS)
2015-02-05 | TIS | Titanium, Serum | 89367 | Titanium, S | 8244-6 | Titanium:MCnc:Pt:Ser/Plas:Qn: | Triple-Quadrupole Inductively Coupled Plasma Mass Spectrometry (ICP-MS)
2014-12-31 | STER | Sterols, Plasma | 50499 | Desmosterol | 75739-3 | Desmosterol:MCnc:Pt:Ser/Plas:Qn: | Gas Chromatography Mass Spectrometry (GC-MS)
2014-12-31 | STER | Sterols, Plasma | 50500 | Lathosterol | 75740-1 | Lathosterol:MCnc:Pt:Ser/Plas:Qn: | Gas Chromatography Mass Spectrometry (GC-MS)
2014-12-31 | STER | Sterols, Plasma | 50501 | Campesterol | 75738-5 | Campesterol:MCnc:Pt:Ser/Plas:Qn: | Gas Chromatography Mass Spectrometry (GC-MS)
2014-12-31 | STER | Sterols, Plasma | 50502 | Sitosterol | 75741-9 | Beta sitosterol:MCnc:Pt:Ser/Plas:Qn: | Gas Chromatography Mass Spectrometry (GC-MS)
2014-12-31 | CATLN | Calcitonin, Fine-Needle Aspiration Biopsy Needle Wash, Lymph Node | CATL | Calcitonin, FNAB, Lymph Node | 75709-6 | Calcitonin:MCnc:Pt:Lymph node.FNA:Qn: | Electrochemiluminescence Immunoassay
2014-12-31 | BTK | Bruton Tyrosine Kinase, Protein Expression, Flow Cytometry, Blood | 89011 | Btk Protein Flow, B | 75708-8 | Bruton tyrosine kinase:Imp:Pt:B cells+monocytes:Nar:Flow cytometry | Flow Cytometry
2014-12-29 | CMVG | Cytomegalovirus (CMV) Antibodies, IgG, Serum | CMVG | Cytomegalovirus Ab, IgG, S | 13949-3 | Cytomegalovirus Ab.IgG:ACnc:Pt:Ser:Ord:EIA | Multiplex Flow Immunoassay (MFI)
2014-12-22 | CD4RT | CD4 T-Cell Recent Thymic Emigrants, Blood | 29535 | CD4 RTE Absolute | 24467-3 | Cells.CD3+CD4+:NCnc:Pt:Bld:Qn: | Flow Cytometry
2014-12-22 | CD4RT | CD4 T-Cell Recent Thymic Emigrants, Blood | 29536 | CD4 RTE % | 8123-2 | Cells.CD3+CD4+/100 cells:NFr:Pt:Bld:Qn: | Flow Cytometry
2014-12-19 | P53CA | Hematologic Neoplasms, TP53 Somatic Mutation, DNA Sequencing Exons 4-9, Varies | 35759 | Final Diagnosis: | 34574-4 | Path report.final diagnosis:Imp:Pt:Specimen:Nom: | Polymerase Chain Reaction (PCR) and Sanger Sequencing
2014-12-18 | METAF | Metanephrines, Fractionated, 24 Hour, Urine | VL48 | Volume (mL) | 3167-4 | Specimen volume:Vol:24H:Urine:Qn: | Liquid Chromatography Tandem Mass Spectrometry (LC-MS/MS)
2014-12-18 | ZNU | Zinc, 24 Hour, Urine | VL5 | Urine Volume | 3167-4 | Specimen volume:Vol:24H:Urine:Qn: | Triple-Quadrupole Inductively-Coupled Plasma Mass Spectrometry (ICP-MS/MS)
2014-12-18 | CORTU | Cortisol, Free, 24 Hour, Urine | VL47 | Volume (mL) | 3167-4 | Specimen volume:Vol:24H:Urine:Qn: | Liquid Chromatography Tandem Mass Spectrometry (LC-MS/MS)
2014-12-18 | COCOU | Cortisol/Cortisone, Free, 24 Hour, Urine | VL47 | Volume (mL) | 3167-4 | Specimen volume:Vol:24H:Urine:Qn: | Liquid Chromatography Tandem Mass Spectrometry (LC-MS/MS)
2014-12-18 | ALB24 | Albumin, 24 Hour, Urine | VL41 | Urine Volume | 3167-4 | Specimen volume:Vol:24H:Urine:Qn: | Immunoturbidity
2014-12-18 | ALU | Aluminum, 24 Hour, Urine | VL13 | Urine Volume | 3167-4 | Specimen volume:Vol:24H:Urine:Qn: | Dynamic Reaction Cell Inductively Coupled Plasma Mass Spectrometry (DRC-ICP-MS)
2014-12-18 | HGU | Mercury, 24 Hour, Urine | VL3 | Urine Volume | 3167-4 | Specimen volume:Vol:24H:Urine:Qn: | Triple-Quadrupole Inductively Coupled Plasma Mass Spectrometry (ICP-MS/MS)
2014-12-18 | TLU | Thallium, 24 Hour, Urine | VL12 | Urine Volume | 3167-4 | Specimen volume:Vol:24H:Urine:Qn: | Inductively Coupled Plasma Mass Spectrometry (ICP-MS)
2014-12-18 | ASU24 | Arsenic with Reflex, 24 Hour, Urine | VL14 | Urine Volume | 3167-4 | Specimen volume:Vol:24H:Urine:Qn: | Triple-Quadrupole Inductively Coupled Plasma Mass Spectrometry (ICP-MS/MS)
2014-12-18 | ASPBA | Aspergillus Antigen, Bronchoalveolar Lavage | 61009 | Aspergillus Ag, BAL | 62467-6 | Galactomannan Ag:ACnc:Pt:XXX:Qn:EIA | Enzyme Immunoassay (EIA)
2014-12-12 | FH6AB | Human Herpesvirus 6 (HHV-6A and HHV-6B) by Quantitative PCR | Z4279 | HHV6 by PCR interp | 51730-0 | Herpes virus 6 Ab.IgG & IgM:Imp:Pt:Ser:Nar: | Quantitative Polymerase Chain Reaction
2014-12-12 | FH6AB | Human Herpesvirus 6 (HHV-6A and HHV-6B) by Quantitative PCR | Z4275 | HHV6 by PCR Source | 31208-2 | Specimen source:Prid:Pt:XXX:Nom: | Quantitative Polymerase Chain Reaction
2014-12-10 | DATE | Date, Fruit, IgE, Serum | DATE | Date, Fruit, IgE | 31002-9 | Phoenix dactylifera Ab.IgE:ACnc:Pt:Ser:Qn: | Fluorescence Enzyme Immunoassay (FEIA)
2014-12-08 | FDCU | Deoxypyridinoline Crosslinks, Urine | Z4280 | Creatinine, Urine-per volume | 20624-3 | Creatinine:MCnc:24H:Urine:Qn: | Quantitative Enzyme Immunoassay
2014-12-08 | FDCU | Deoxypyridinoline Crosslinks, Urine | Z4281 | Deoxypyridinoline, Urine-ratio to CRT | 25095-1 | Deoxypyridinoline/Creatinine:SRto:Pt:Urine:Qn: | Quantitative Enzyme Immunoassay
2014-10-09 | FORRT | Orris Root (Iris florentina) IgE | Z4054 | Orris Root IgE | 7555-6 | Iris germanica var florentina Ab.IgE:ACnc:Pt:Ser:Qn: | Enzyme Immunoassay (EIA)
2014-10-07 | FSTAB | Stachybotrys chartarum/atra IgE | Z4145 | Stachybotrys chartarum/atra IgE | 29616-0 | Stachybotrys chartarum Ab.IgE:ACnc:Pt:Ser:Qn: | ImmunoCAP FEIA
2014-09-30 | FBMBL | Venom Bumble Bee (Bombus terrestrus) IgE | Z4068 | Venom Bumble Bee IgE | 6056-6 | Bombus terrestris Ab.IgE:ACnc:Pt:Ser:Qn: | ImmunoCAP FEIA
2014-09-30 | FFPG | Fruit Panel IgG | Z3974 | Grapefruit IgG | 60377-9 | Citrus paradisis Ab.IgG:MCnc:Pt:Ser:Qn: | Enzyme immunoassay (FEIA)
2014-09-30 | FFPG | Fruit Panel IgG | Z3975 | Lemon IgG | 60381-1 | Citrus limon Ab.IgG:MCnc:Pt:Ser:Qn: | Enzyme immunoassay (FEIA)
2014-09-30 | FFPG | Fruit Panel IgG | Z3976 | Orange IgG | 51904-1 | Citrus sinensis Ab.IgG:MCnc:Pt:Ser:Qn: | Enzyme immunoassay (FEIA)
2014-09-30 | FFPG | Fruit Panel IgG | Z3977 | Papaya IgG | 63131-7 | Carica papaya Ab.IgG:MCnc:Pt:Ser:Qn: | Enzyme immunoassay (FEIA)
2014-09-30 | FFPG | Fruit Panel IgG | Z3978 | Peach IgG | 60390-2 | Prunus persica Ab.IgG:MCnc:Pt:Ser:Qn: | Enzyme immunoassay (FEIA)
2014-09-30 | FFPG | Fruit Panel IgG | Z3979 | Pear IgG | 60391-0 | Pyrus communis Ab.IgG:MCnc:Pt:Ser:Qn: | Enzyme immunoassay (FEIA)
2014-09-30 | FFPG | Fruit Panel IgG | Z3980 | Pineapple IgG | 60394-4 | Ananas comosus Ab.IgG:MCnc:Pt:Ser:Qn: | Enzyme immunoassay (FEIA)
2014-09-30 | FFPG | Fruit Panel IgG | Z3981 | Plum IgG | 60395-1 | Prunus domestica Ab.IgG:MCnc:Pt:Ser:Qn: | Enzyme immunoassay (FEIA)
2014-09-30 | FFPG | Fruit Panel IgG | Z3982 | Raspberry IgG | 63083-0 | Rubus idaeus Ab.IgG:MCnc:Pt:Ser:Qn: | Enzyme immunoassay (FEIA)
2014-09-30 | FFPG | Fruit Panel IgG | Z3983 | Strawberry IgG | 40835-1 | Fragaria vesca Ab.IgG:MCnc:Pt:Ser:Qn: | Enzyme immunoassay (FEIA)
2014-09-30 | FFPG | Fruit Panel IgG | Z3968 | Apple IgG | 60349-8 | Malus sylvestris Ab.IgG:MCnc:Pt:Ser:Qn: | Enzyme immunoassay (FEIA)
2014-09-30 | FFPG | Fruit Panel IgG | Z3969 | Apricot IgG | 60350-6 | Prunus armeniaca Ab.IgG:MCnc:Pt:Ser:Qn: | Enzyme immunoassay (FEIA)
2014-09-30 | FFPG | Fruit Panel IgG | Z3970 | Banana IgG | 60352-2 | Musa spp Ab.IgG:MCnc:Pt:Ser:Qn: | Enzyme immunoassay (FEIA)
2014-09-30 | FFPG | Fruit Panel IgG | Z3971 | Blueberry IgG | 58035-7 | Vaccinium myrtillus Ab.IgG:MCnc:Pt:Ser:Qn: | Enzyme immunoassay (FEIA)
2014-09-30 | FFPG | Fruit Panel IgG | Z3972 | Cranberry IgG | 63104-4 | Vaccinium oxycoccos Ab.IgG:MCnc:Pt:Ser:Qn: | Enzyme immunoassay (FEIA)
2014-09-30 | FFPG | Fruit Panel IgG | Z3973 | Grape IgG | 60376-1 | Vitis vinifera Ab.IgG:MCnc:Pt:Ser:Qn: | Enzyme immunoassay (FEIA)
2014-09-30 | FEPI | Epidermophyton floccosum IgE | Z4038 | Epidermophyton floccosum IgE | 7307-2 | Epidermophyton floccosum Ab.IgE:ACnc:Pt:Ser:Qn: | Enzyme Immunoassay (EIA)
2014-09-30 | FGUMX | Gum Xanthan IgE | Z4066 | Gum Xanthan IgE | 41213-0 | Xanthan gum Ab.IgE:ACnc:Pt:Ser:Qn: | Enzyme Immunoassay (EIA)
2014-09-30 | FRUB | Rhubarb (Rheum rhaponticum) IgE | Z3878 | Rhubarb IgE | 7667-9 | Rheum spp Ab.IgE:ACnc:Pt:Ser:Qn: | Enzyme Immunoassay (EIA)
2014-09-30 | FRDG | Rhodotorula IgE | Z4036 | Rhodotorula IgE | 7665-3 | Rhodotorula spp Ab.IgE:ACnc:Pt:Ser:Qn: | Enzyme Immunoassay (EIA)
2014-09-29 | FSHAG | Hickory Shagbark (Carya ovata) IgE | Z4018 | Hickory Shagbark (Carya ovata) IgE | 7404-7 | Carya ovata Ab.IgE:ACnc:Pt:Ser:Qn: | Enzyme Immunoassay (EIA)
2014-09-29 | FWWE | Hemp Western Water (Acnida tamariscina) IgE | Z4030 | Hemp Western Water IgE | 7400-5 | Amaranthus tuberculatus Ab.IgE:ACnc:Pt:Ser:Qn: | Enzyme Immunoassay (EIA)
2014-09-29 | FSCE | Cheese Swiss IgE | Z3990 | Cheese Swiss IgE | 7215-7 | Cheese swiss Ab.IgE:ACnc:Pt:Ser:Qn: | Enzyme Immunoassay (EIA)
2014-09-23 | FFSPG | Fish and Shellfish Panel IgG | Z3900 | Clam IgG | 60368-8 | Ruditapes spp Ab.IgG:MCnc:Pt:Ser:Qn: | Enzyme Immunoassay (FEIA)
2014-09-23 | FFSPG | Fish and Shellfish Panel IgG | Z3901 | Codfish/Scrod IgG | 49099-5 | Gadus morhua Ab.IgG:MCnc:Pt:Ser:Qn: | Enzyme Immunoassay (FEIA)
2014-09-23 | FFSPG | Fish and Shellfish Panel IgG | Z3902 | Crab IgG | 60370-4 | Cancer pagurus Ab.IgG:MCnc:Pt:Ser:Qn: | Enzyme Immunoassay (FEIA)
2014-09-23 | FFSPG | Fish and Shellfish Panel IgG | Z3903 | Lobster IgG | 60383-7 | Homarus gammarus Ab.IgG:MCnc:Pt:Ser:Qn: | Enzyme Immunoassay (FEIA)
2014-09-23 | FFSPG | Fish and Shellfish Panel IgG | Z3904 | Oyster IgG | 60388-6 | Ostrea edulis Ab.IgG:MCnc:Pt:Ser:Qn: | Enzyme Immunoassay (FEIA)
2014-09-23 | FFSPG | Fish and Shellfish Panel IgG | Z3905 | Red Snapper IgG | 60404-1 | Snapper red Ab.IgG:MCnc:Pt:Ser:Qn: | Enzyme Immunoassay (FEIA)
2014-09-23 | FFSPG | Fish and Shellfish Panel IgG | Z3906 | Salmon IgG | 60400-9 | Salmo salar Ab.IgG:MCnc:Pt:Ser:Qn: | Enzyme Immunoassay (FEIA)
2014-09-23 | FFSPG | Fish and Shellfish Panel IgG | Z3907 | Sardine/Pilchard IgG | 63134-1 | Sardina pilchardus Ab.IgG:MCnc:Pt:Ser:Qn: | Enzyme Immunoassay (FEIA)
2014-09-23 | FFSPG | Fish and Shellfish Panel IgG | Z3908 | Shrimp IgG | 60403-3 | Pandalus borealis Ab.IgG:MCnc:Pt:Ser:Qn: | Enzyme Immunoassay (FEIA)
2014-09-23 | FFSPG | Fish and Shellfish Panel IgG | Z3909 | Sole IgG | 60405-8 | Solea solea Ab.IgG:MCnc:Pt:Ser:Qn: | Enzyme Immunoassay (FEIA)
2014-09-23 | FFSPG | Fish and Shellfish Panel IgG | Z3910 | Trout IgG | 60409-0 | Oncorhynchus mykiss Ab.IgG:MCnc:Pt:Ser:Qn: | Enzyme Immunoassay (FEIA)
2014-09-23 | FFSPG | Fish and Shellfish Panel IgG | Z3911 | Tuna IgG | 60410-8 | Thunnus albacares Ab.IgG:MCnc:Pt:Ser:Qn: | Enzyme Immunoassay (FEIA)
2014-09-23 | FHEAV | Tree of Heaven (Ailanthus spp) IgE | Z4016 | Tree of Heaven (Ailanthus spp) IgE | 7744-6 | Ailanthus altissima Ab.IgE:ACnc:Pt:Ser:Qn: | Enzyme Immunoassay (EIA)
2014-09-23 | FMPG | Poultry and Meat Panel IgG | Z3965 | Lamb-Mutton IgG | 60380-3 | Lamb Ab.IgG:MCnc:Pt:Ser:Qn: | Enzyme Immunoassay (FEIA)
2014-09-23 | FMPG | Poultry and Meat Panel IgG | Z3966 | Pork IgG | 35543-8 | Pork Ab.IgG:MCnc:Pt:Ser:Qn: | Enzyme Immunoassay (FEIA)
2014-09-23 | FMPG | Poultry and Meat Panel IgG | Z3967 | Turkey IgG | 60411-6 | Turkey Ab.IgG:MCnc:Pt:Ser:Qn: | Enzyme Immunoassay (FEIA)
2014-09-23 | FMPG | Poultry and Meat Panel IgG | Z3961 | Beef IgG | 35529-7 | Beef Ab.IgG:MCnc:Pt:Ser:Qn: | Enzyme Immunoassay (FEIA)
2014-09-23 | FMPG | Poultry and Meat Panel IgG | Z3962 | Chicken IgG | 35532-1 | Chicken Ab.IgG:MCnc:Pt:Ser:Qn: | Enzyme Immunoassay (FEIA)
2014-09-23 | FMPG | Poultry and Meat Panel IgG | Z3963 | Egg White IgG | 35535-4 | Egg white Ab.IgG:MCnc:Pt:Ser:Qn: | Enzyme Immunoassay (FEIA)
2014-09-23 | FMPG | Poultry and Meat Panel IgG | Z3964 | Egg Yolk IgG | 35536-2 | Egg yolk Ab.IgG:MCnc:Pt:Ser:Qn: | Enzyme Immunoassay (FEIA)
2014-09-23 | FWING | Wingscale (Atriplex Canescens) IgE | Z4028 | Wingscale (Atriplex canescens) IgE | 7779-2 | Atriplex canescens Ab.IgE:ACnc:Pt:Ser:Qn: | Enzyme Immunoassay (EIA)
2014-09-17 | FCGUM | Gum Carageenan IgE | Z4056 | Gum Carageenan IgE | 11163-3 | Carageenan Ab.IgE:ACnc:Pt:Ser:Qn: | Enzyme Immunoassay (EIA)
2014-09-04 | FGFP2 | IgG4 Food Panel II | Z3848 | Tomato IgG4 | 56405-4 | Lycopersicon lycopersicum Ab.IgG4:MCnc:Pt:Ser:Qn: | ImmunoCAP FEIA
2014-09-04 | FGFP2 | IgG4 Food Panel II | Z3840 | Banana IgG4 | 56186-0 | Musa spp Ab.IgG4:MCnc:Pt:Ser:Qn: | ImmunoCAP FEIA
2014-09-04 | FGFP2 | IgG4 Food Panel II | Z3841 | Chocolate/Cacao IgG4 | 56222-3 | Chocolate Ab.IgG4:MCnc:Pt:Ser:Qn: | ImmunoCAP FEIA
2014-09-04 | FGFP2 | IgG4 Food Panel II | Z3842 | Milk Goat IgG4 | 56269-4 | Goat milk Ab.IgG4:MCnc:Pt:Ser:Qn: | ImmunoCAP FEIA
2014-09-04 | FGFP2 | IgG4 Food Panel II | Z3843 | Oat IgG4 | 56333-8 | Avena sativa Ab.IgG4:MCnc:Pt:Ser:Qn: | ImmunoCAP FEIA
2014-09-04 | FGFP2 | IgG4 Food Panel II | Z3844 | Orange IgG4 | 56338-7 | Citrus sinensis Ab.IgG4:MCnc:Pt:Ser:Qn: | ImmunoCAP FEIA
2014-09-04 | FGFP2 | IgG4 Food Panel II | Z3845 | Peanut IgG4 | 56351-0 | Arachis hypogaea Ab.IgG4:MCnc:Pt:Ser:Qn: | ImmunoCAP FEIA
2014-09-04 | FGFP2 | IgG4 Food Panel II | Z3846 | Pork IgG4 | 56442-7 | Pork Ab.IgG4:MCnc:Pt:Ser:Qn: | ImmunoCAP FEIA
2014-09-04 | FGFP2 | IgG4 Food Panel II | Z3847 | Rice IgG4 | 56379-1 | Oryza sativa Ab.IgG4:MCnc:Pt:Ser:Qn: | ImmunoCAP FEIA
2014-09-04 | FNGPG | Nuts and Grains Panel IgG | Z3959 | Walnut Food (Juglans spp) IgG | 63120-0 | Juglans spp Ab.IgG:MCnc:Pt:Ser:Qn: | Enzyme Immunoassay (FEIA)
2014-09-04 | FNGPG | Nuts and Grains Panel IgG | Z3960 | Wheat IgG | 35537-0 | Triticum aestivum Ab.IgG:MCnc:Pt:Ser:Qn: | Enzyme Immunoassay (FEIA)
2014-09-04 | FNGPG | Nuts and Grains Panel IgG | Z3944 | Almond Food IgG | 60348-0 | Prunus dulcis Ab.IgG:MCnc:Pt:Ser:Qn: | Enzyme Immunoassay (FEIA)
2014-09-04 | FNGPG | Nuts and Grains Panel IgG | Z3945 | Buckwheat IgG | 63078-0 | Fagopyrum esculentum Ab.IgG:MCnc:Pt:Ser:Qn: | Enzyme Immunoassay (FEIA)
2014-09-04 | FNGPG | Nuts and Grains Panel IgG | Z3946 | Corn IgG | 35534-7 | Zea mays Ab.IgG:MCnc:Pt:Ser:Qn: | Enzyme Immunoassay (FEIA)
2014-09-04 | FNGPG | Nuts and Grains Panel IgG | Z3947 | Gluten IgG | 63091-3 | Gluten Ab.IgG:MCnc:Pt:Ser:Qn: | Enzyme Immunoassay (FEIA)
2014-09-04 | FNGPG | Nuts and Grains Panel IgG | Z3948 | Bean Kidney IgG | 60354-8 | Bean kidney red Ab.IgG:MCnc:Pt:Ser:Qn: | Enzyme Immunoassay (FEIA)
2014-09-04 | FNGPG | Nuts and Grains Panel IgG | Z3949 | Lentil IgG | 63118-4 | Lens esculenta Ab.IgG:MCnc:Pt:Ser:Qn: | Enzyme Immunoassay (FEIA)
2014-09-04 | FNGPG | Nuts and Grains Panel IgG | Z3950 | Bean Lima IgG | 63106-9 | Phaseolus limensis Ab.IgG:MCnc:Pt:Ser:Qn: | Enzyme Immunoassay (FEIA)
2014-09-04 | FNGPG | Nuts and Grains Panel IgG | Z3951 | Oat IgG | 51901-7 | Avena sativa Ab.IgG:MCnc:Pt:Ser:Qn: | Enzyme Immunoassay (FEIA)
2014-09-04 | FNGPG | Nuts and Grains Panel IgG | Z3952 | Peanut IgG | 35542-0 | Arachis hypogaea Ab.IgG:MCnc:Pt:Ser:Qn: | Enzyme Immunoassay (FEIA)
2014-09-04 | FNGPG | Nuts and Grains Panel IgG | Z3953 | Pecan Food IgG | 63108-5 | Carya illinoinensis nut Ab.IgG:MCnc:Pt:Ser:Qn: | Enzyme Immunoassay (FEIA)
2014-09-04 | FNGPG | Nuts and Grains Panel IgG | Z3954 | Rice IgG | 35545-3 | Oryza sativa Ab.IgG:MCnc:Pt:Ser:Qn: | Enzyme Immunoassay (FEIA)
2014-09-04 | FNGPG | Nuts and Grains Panel IgG | Z3955 | Rye Food IgG | 51933-0 | Secale cereale Ab.IgG:MCnc:Pt:Ser:Qn: | Enzyme Immunoassay (FEIA)
2014-09-04 | FNGPG | Nuts and Grains Panel IgG | Z3956 | Sesame Seed IgG | 60402-5 | Sesamum indicum Ab.IgG:MCnc:Pt:Ser:Qn: | Enzyme Immunoassay (FEIA)
2014-09-04 | FNGPG | Nuts and Grains Panel IgG | Z3957 | Soybean IgG | 35546-1 | Glycine max Ab.IgG:MCnc:Pt:Ser:Qn: | Enzyme Immunoassay (FEIA)
2014-09-04 | FNGPG | Nuts and Grains Panel IgG | Z3958 | Sunflower Seed IgG | 60407-4 | Helianthus annuus seed Ab.IgG:MCnc:Pt:Ser:Qn: | Enzyme Immunoassay (FEIA)
2014-09-04 | FNBE | Bean Navy/White (Phaseolus vulgaris) IgE | Z3992 | Bean Navy/White IgE | 6279-4 | Bean white Ab.IgE:ACnc:Pt:Ser:Qn: | ImmunoCAP FEIA
2014-09-04 | FBEP | Pea Black-Eyed/Cow Pea (Vigna sinensis) IgE | Z3988 | Pea Black Eyed/Cow Pea IgE | 7571-3 | Vigna sinensis Ab.IgE:ACnc:Pt:Ser:Qn: | Enzyme Immunoassay (EIA)
2014-09-02 | FSHPU | Sedative Hypnotic Panel, Urine | Z4142 | GHB | 29868-7 | Gamma hydroxybutyrate:ACnc:Pt:Urine:Ord: | Immunoassay (IA) Gas Chromatography/Flame Ionization Detection (GC-FID) (if appropriate) Liquid Chromatography/Tandem Mass Spectrometry (LC/MS/MS) (if appropriate) Gas Chromatography/Mass Spectrometry (GC/MS) (if appropriate)
2014-08-29 | FHORS | Horseradish (Armoracia rusticana/A.lapathifolia)IgE | Z3986 | Horseradish IgE | 7420-3 | Armoracia rusticana Ab.IgE:ACnc:Pt:Ser:Qn: | Enzyme Immunoassay (EIA)
2014-08-29 | FGHSP | Gamma-Hydroxybutyric Acid (GHB), Serum/Plasma | Z4223 | GHB | 46085-7 | Gamma hydroxybutyrate:ACnc:Pt:Ser/Plas:Ord: | Liquid Chromatography with Tandem Mass Spectrometry (LC/MS/MS) Gas Chromatography/Mass Spectrometry (GC/MS) (if appropriate)
2014-08-29 | FSHPU | Sedative Hypnotic Panel, Urine | Z4229 | Alcohol, Ethyl | 5645-7 | Ethanol:MCnc:Pt:Urine:Qn: | Immunoassay (IA) Gas Chromatography/Flame Ionization Detection (GC-FID) (if appropriate) Liquid Chromatography/Tandem Mass Spectrometry (LC/MS/MS) (if appropriate) Gas Chromatography/Mass Spectrometry (GC/MS) (if appropriate)
2014-08-29 | FSHPU | Sedative Hypnotic Panel, Urine | Z4230 | Barbiturates | 9426-8 | Barbiturates:MCnc:Pt:Urine:Qn: | Immunoassay (IA) Gas Chromatography/Flame Ionization Detection (GC-FID) (if appropriate) Liquid Chromatography/Tandem Mass Spectrometry (LC/MS/MS) (if appropriate) Gas Chromatography/Mass Spectrometry (GC/MS) (if appropriate)
2014-08-29 | FSHPU | Sedative Hypnotic Panel, Urine | Z4231 | Flunitrazepam | 3641-8 | Flunitrazepam:MCnc:Pt:Urine:Qn: | Immunoassay (IA) Gas Chromatography/Flame Ionization Detection (GC-FID) (if appropriate) Liquid Chromatography/Tandem Mass Spectrometry (LC/MS/MS) (if appropriate) Gas Chromatography/Mass Spectrometry (GC/MS) (if appropriate)
2014-08-29 | FSHPU | Sedative Hypnotic Panel, Urine | Z4232 | Benzodiazepines | 9428-4 | Benzodiazepines:MCnc:Pt:Urine:Qn: | Immunoassay (IA) Gas Chromatography/Flame Ionization Detection (GC-FID) (if appropriate) Liquid Chromatography/Tandem Mass Spectrometry (LC/MS/MS) (if appropriate) Gas Chromatography/Mass Spectrometry (GC/MS) (if appropriate)
2014-08-29 | FSHPU | Sedative Hypnotic Panel, Urine | Z4233 | Ketamine Screen, UR | 19501-6 | Ketamine cutoff:MCnc:Pt:Urine:Qn:Screen | Immunoassay (IA) Gas Chromatography/Flame Ionization Detection (GC-FID) (if appropriate) Liquid Chromatography/Tandem Mass Spectrometry (LC/MS/MS) (if appropriate) Gas Chromatography/Mass Spectrometry (GC/MS) (if appropriate)
2014-08-29 | FALPE | Alfalfa (Medicago sativa) IgE | Z4008 | Alfalfa (Medicago sativa) IgE | 7065-6 | Medicago sativa Ab.IgE:ACnc:Pt:Ser:Qn: | ImmunoCAP FEIA
2014-08-29 | FGHSU | Gamma-Hydroxybutyric Acid (GHB), Urine | Z4226 | GHB | 29868-7 | Gamma hydroxybutyrate:ACnc:Pt:Urine:Ord: | Liquid Chromatography with Tandem Mass Spectrometry (LC/MS/MS) Gas Chromatography/Mass Spectrometry (GC/MS) (if appropriate)
2014-08-29 | FPRTF | Parrot Australian (Budgerigar) Feathers IgE | Z4052 | Parrot Australian Feathers IgE | 6030-1 | Budgerigar feather Ab.IgE:ACnc:Pt:Ser:Qn: | ImmunoCAP FEIA
2014-08-21 | FGPE | Gelatin Porcine IgE | Z3876 | Gelatin Porcine IgE | 16103-4 | Gelatin porcine Ab.IgE:ACnc:Pt:Ser:Qn: | Enzyme Immunoassay (EIA)
2014-08-21 | FIGE | Fig (Ficus carica) IgE | Z3870 | Fig IgE | 11173-2 | Ficus carica Ab.IgE:ACnc:Pt:Ser:Qn: | ImmunoCAP FEIA
2014-08-21 | FRAD | Radish (Raphanus sativus) IgE | Z3984 | Radish IgE | 7643-0 | Raphanus sativus Ab.IgE:ACnc:Pt:Ser:Qn: | Enzyme Immunoassay (EIA)
2014-08-21 | FYOG | Yogurt (Lactobacillus bulgaricus) IgE | Z3868 | Yogurt IgE | 7787-5 | Yogurt Ab.IgE:ACnc:Pt:Ser:Qn: | Enzyme Immunoassay (EIA)
2014-08-21 | FASPE | Aspen (Populus tremuloides) IgE | Z4012 | Aspen (Populus tremuloides) IgE | 7101-9 | Populus tremula Ab.IgE:ACnc:Pt:Ser:Qn: | Enzyme Immunoassay (EIA)
2014-08-21 | FNECT | Nectarine (Prunus spp) IgE | Z4000 | Nectarine IgE | 7523-4 | Prunus persica var nucipersica Ab.IgE:ACnc:Pt:Ser:Qn: | Enzyme Immunoassay (EIA)
2014-08-21 | FCKTF | Cockatiel Feathers IgE | Z4050 | Cockatiel Feathers IgE | 11167-4 | Cockatiel feather Ab.IgE:ACnc:Pt:Ser:Qn: | Enzyme Immunoassay (EIA)
2014-08-21 | FIL4S | Interleukin-4 (IL-4) Serum | FIL4S | IL-4, Serum | 27161-9 | Interleukin 4:MCnc:Pt:Ser/Plas:Qn: | Multiplex array electrochemiluminescence
2014-08-21 | FLNDR | Flounder (Bothidae/Pleuronectidae Fam) IgE | Z3815 | Flounder IgE | 7316-3 | Flounder Ab.IgE:ACnc:Pt:Ser:Qn: | ImmunoCAP FEIA
2014-08-21 | FROE | Oak Red (Quercus rubra) IgE | Z3852 | Oak Red (Quercus rubra) IgE | 7534-1 | Quercus rubra Ab.IgE:ACnc:Pt:Ser:Qn: | Enzyme Immunoassay (EIA)
2014-08-20 | FMINT | Mint (Mentha Piperita) IgE | Z3800 | Mint IgE | 11190-6 | Mentha piperita Ab.IgE:ACnc:Pt:Ser:Qn: | ImmunoCAP FEIA
2014-08-20 | FRCE | Cedar Red (Juniperus virginiana) IgE | Z4022 | Cedar Red IgE | 7195-1 | Juniperus virginiana Ab.IgE:ACnc:Pt:Ser:Qn: | ImmunoCAP FEIA
2014-08-20 | FIOCA | Tapioca IgE | Z4006 | Tapioca IgE | 7733-9 | Manihot esculenta crantz Ab.IgE:ACnc:Pt:Ser:Qn: | Enzyme Immunoassay (EIA)
2014-08-20 | FAFE | Aspergillus flavus IgE | Z3858 | Aspergillus flavus IgE | 6024-4 | Aspergillus flavus Ab.IgE:ACnc:Pt:Ser:Qn: | Enzyme Immunoassay (EIA)
2014-08-20 | FPOM | Pomegranate (Punica granatum) IgE | Z3874 | Pomegranate IgE | 21471-8 | Punica granatum Ab.IgE:ACnc:Pt:Ser:Qn: | Enzyme Immunoassay (EIA)
2014-08-04 | FAMCE | Cheese American IgE | Z3866 | Cheese American IgE | 7201-7 | Cheese American Ab.IgE:ACnc:Pt:Ser:Qn: | Enzyme Immunoassay (EIA)
2014-07-25 | FPOLE | Pollock White (Pollachius virens) IgE | Z4002 | Pollock White IgE | 11191-4 | Pollachius virens Ab.IgE:ACnc:Pt:Ser:Qn: | ImmunoCAP FEIA
2014-07-25 | FCRNS | Smut Corn (Ustilago maydis) IgE | Z4040 | Smut Corn (Ustilago maydis) IgE | 7703-2 | Ustilago maydis Ab.IgE:ACnc:Pt:Ser:Qn: | Enzyme Immunoassay (EIA)
2014-07-23 | CCOC | Coccidioides Antibody, Complement Fixation and Immunodiffusion, Spinal Fluid | 81542 | Coccidioides Ab, CompF, CSF | 13917-0 | Coccidioides immitis Ab:Titr:Pt:CSF:Qn:Comp fix | Complement Fixation (CF) / Immunodiffusion (ID)
2014-05-21 | PMSBB | Postmortem Screening, Bile and Blood Spot | 81931 | Interpretation | 59462-2 |  | Flow Injection Analysis-Tandem Mass Spectrometry (FIA-MS/MS)
2014-05-21 | MASF | Angiosarcoma, MYC (8q24) Amplification, FISH, Tissue | 54611 | Source | 31208-2 | Specimen source:Prid:Pt:XXX:Nom: | Fluorescence In Situ Hybridization (FISH)
2014-05-21 | CMAH | Chromosomal Microarray, Hematologic Disorders, Varies | 54725 | Source | 31208-2 | Specimen source:Prid:Pt:XXX:Nom: | Chromosomal Microarray (CMA)
2014-05-21 | CMAP | Chromosomal Microarray, Prenatal, Amniotic Fluid/Chorionic Villus Sampling | 54718 | Source | 31208-2 | Specimen source:Prid:Pt:XXX:Nom: | Chromosomal Microarray (CMA)
2014-05-21 | CMAPT | Chromosomal Microarray, Tumor, Formalin-Fixed Paraffin-Embedded | 54739 | Source | 31208-2 | Specimen source:Prid:Pt:XXX:Nom: | Chromosomal Microarray (CMA)
2014-05-21 | CMAT | Chromosomal Microarray, Tumor, Fresh or Frozen | 54732 | Source | 31208-2 | Specimen source:Prid:Pt:XXX:Nom: | Chromosomal Microarray (CMA)
2014-05-21 | FUROC | UroVysion for Detection of Bladder Cancer, Urine | 54679 | Source | 31208-2 | Specimen source:Prid:Pt:XXX:Nom: | Fluorescence In Situ Hybridization (FISH) using DNA Probes
2014-05-21 | MAMLF | MAML2 (11q21) Rearrangement, Mucoepidermoid Carcinoma (MEC), FISH, Tissue | 54694 | Source | 31208-2 | Specimen source:Prid:Pt:XXX:Nom: | Fluorescence In Situ Hybridization (FISH)
2014-05-21 | MDM2F | MDM2 (12q15) Amplification, Well-Differentiated Liposarcoma/Atypical Lipomatous Tumor, FISH, Tissue | 54686 | Source | 31208-2 | Specimen source:Prid:Pt:XXX:Nom: | Fluorescence In Situ Hybridization (FISH)
2014-05-21 | PDGF | PDGFB (22q13), Dermatofibrosarcoma Protuberans/Giant Cell Fibroblastoma, FISH, Tissue | 54702 | Source | 31208-2 | Specimen source:Prid:Pt:XXX:Nom: | Fluorescence In Situ Hybridization (FISH)
2014-05-21 | SGTF | MYB (6q23) Rearrangement FISH, Tissue | 54620 | Source | 31208-2 | Specimen source:Prid:Pt:XXX:Nom: | Fluorescence In Situ Hybridization (FISH)
2014-05-21 | USPF | USP6 (17p13), Aneurysmal Bone Cyst and Nodular Fasciitis, FISH, Tissue | 54710 | Source | 31208-2 | Specimen source:Prid:Pt:XXX:Nom: | Fluorescence In Situ Hybridization (FISH)
2014-05-21 | BTDZ | Biotinidase Deficiency, BTD Full Gene Analysis, Varies | 53468 | Source | 31208-2 | Specimen source:Prid:Pt:XXX:Nom: | Polymerase Chain Reaction (PCR) Amplification/DNA Sequencing
2014-05-21 | FABRZ | Fabry Disease, Full Gene Analysis, Varies | 53899 | Source | 31208-2 | Specimen source:Prid:Pt:XXX:Nom: | Polymerase Chain Reaction (PCR) followed by DNA Sequencing
2014-05-21 | GAAZ | Pompe Disease, Full Gene Analysis, Varies | 53920 | Source | 31208-2 | Specimen source:Prid:Pt:XXX:Nom: | Polymerase Chain Reaction (PCR) followed by DNA Sequencing
2014-05-21 | GBAZ | Gaucher Disease, Full Gene Analysis, Varies | 53482 | Source | 31208-2 | Specimen source:Prid:Pt:XXX:Nom: | Polymerase Chain Reaction (PCR) followed by DNA Sequencing
2014-05-21 | HEXAZ | Tay-Sachs Disease, HEXA Gene, Full Gene Analysis, Varies | 53948 | Source | 31208-2 | Specimen source:Prid:Pt:XXX:Nom: | Polymerase Chain Reaction (PCR) Amplification/DNA Sequencing
2014-05-21 | KRABZ | Krabbe Disease, Full Gene Analysis and Large (30 kb) Deletion, Varies | 53510 | Source | 31208-2 | Specimen source:Prid:Pt:XXX:Nom: | Polymerase Chain Reaction (PCR) followed by DNA Sequencing
2014-05-21 | MATCC | Maternal Cell Contamination, Molecular Analysis, Varies | 53290 | Source | 31208-2 | Specimen source:Prid:Pt:XXX:Nom: | Polymerase Chain Reaction (PCR) based comparison of Microsatellite Markers
2014-05-21 | MCADZ | Medium-Chain Acyl-CoA Dehydrogenase (MCAD) Deficiency Full Gene Analysis, Varies | 53976 | Source | 31208-2 | Specimen source:Prid:Pt:XXX:Nom: | Polymerase Chain Reaction (PCR) Amplification/DNA Sequencing
2014-05-21 | MPS1Z | Hurler Syndrome, Full Gene Analysis, Varies | 53955 | Source | 31208-2 | Specimen source:Prid:Pt:XXX:Nom: | Polymerase Chain Reaction (PCR) followed by DNA Sequencing
2014-05-21 | MPS2Z | Hunter Syndrome, Full Gene Analysis, Varies | 53531 | Source | 31208-2 | Specimen source:Prid:Pt:XXX:Nom: | Polymerase Chain Reaction (PCR) followed by DNA Sequencing
2014-05-21 | MULT | Zygosity Testing (Multiple Births), Varies | 53326 | Source | 31208-2 | Specimen source:Prid:Pt:XXX:Nom: | Polymerase Chain Reaction (PCR)/Microsatellite Markers
2014-05-21 | PPAP | Parental Sample Prep for Prenatal Microarray Testing, Blood | 53338 | Source | 31208-2 | Specimen source:Prid:Pt:XXX:Nom: | DNA Extraction/Cell Culture
2014-05-21 | SBULB | Spinobulbar Muscular Atrophy (Kennedy Disease), Molecular Analysis, Varies | 53346 | Source | 31208-2 | Specimen source:Prid:Pt:XXX:Nom: | Polymerase Chain Reaction (PCR)
2014-05-21 | UNIPD | Uniparental Disomy, Varies | 53361 | Source | 31208-2 | Specimen source:Prid:Pt:XXX:Nom: | Polymerase Chain Reaction (PCR)/Microsatellite markers
2014-05-21 | VLCZ | Very Long Chain Acyl-CoA Dehydrogenase Deficiency, Full Gene Analysis, Varies | 54046 | Source | 31208-2 | Specimen source:Prid:Pt:XXX:Nom: | Polymerase Chain Reaction (PCR)/DNA Sequencing Analysis
2014-05-21 | XALDZ | X-Linked Adrenoleukodystrophy, Full Gene Analysis, Varies | 53566 | Source | 31208-2 | Specimen source:Prid:Pt:XXX:Nom: | Polymerase Chain Reaction (PCR) followed by DNA Sequencing
2014-05-21 | YMCRO | Y Chromosome Microdeletions, Molecular Detection, Varies | 53368 | Source | 31208-2 | Specimen source:Prid:Pt:XXX:Nom: | Polymerase Chain Reaction (PCR)
2014-05-21 | APOEG | Apolipoprotein E Genotyping, Blood | 53203 | Source | 31208-2 | Specimen source:Prid:Pt:XXX:Nom: | Polymerase Chain Reaction (PCR) including Restriction Digest
2014-05-21 | DRPL | Dentatorubral-Pallidoluysian Atrophy (DRPLA) Gene Analysis, Varies | 53238 | Source | 31208-2 | Specimen source:Prid:Pt:XXX:Nom: | Polymerase Chain Reaction (PCR)
2014-05-21 | IHC | Mismatch Repair (MMR) Protein Immunohistochemistry Only, Tumor | 53261 | Source | 31208-2 | Specimen source:Prid:Pt:XXX:Nom: | Immunohistochemistry (IHC)
2014-05-21 | MLHPB | MLH1 Hypermethylation Analysis, Blood | 52911 | Source | 31208-2 | Specimen source:Prid:Pt:XXX:Nom: | Polymerase Chain Reaction (PCR)
2014-05-21 | PWAS | Prader-Willi/Angelman Syndrome, Molecular Analysis, Varies | 52918 | Source | 31208-2 | Specimen source:Prid:Pt:XXX:Nom: | Multiple Ligation-Dependent Probe Amplification (MLPA)
2014-05-21 | BWRS | Beckwith-Wiedemann Syndrome/Russell-Silver Syndrome, Molecular Analysis, Varies | 52848 | Reason for Referral | 42349-1 | Reason for referral:Find:Pt:^Patient:Nar: | Multiplex Ligation-Dependent Probe Amplification (MLPA)
2014-05-21 | C9ORF | C9orf72 Hexanucleotide Repeat, Molecular Analysis, Varies | 52855 | Reason for Referral | 42349-1 | Reason for referral:Find:Pt:^Patient:Nar: | Polymerase Chain Reaction (PCR)
2014-05-21 | FXS | Fragile X Syndrome, Molecular Analysis, Varies | 52873 | Reason for Referral | 42349-1 | Reason for referral:Find:Pt:^Patient:Nar: | Polymerase Chain Reaction (PCR)
2014-05-21 | HAD | Huntington Disease, Molecular Analysis, Varies | 52888 | Reason for Referral | 42349-1 | Reason for referral:Find:Pt:^Patient:Nar: | Polymerase Chain Reaction (PCR)
2014-05-21 | MLHPB | MLH1 Hypermethylation Analysis, Blood | 52909 | Reason for Referral | 42349-1 | Reason for referral:Find:Pt:^Patient:Nar: | Polymerase Chain Reaction (PCR)
2014-05-21 | PWAS | Prader-Willi/Angelman Syndrome, Molecular Analysis, Varies | 52916 | Reason for Referral | 42349-1 | Reason for referral:Find:Pt:^Patient:Nar: | Multiple Ligation-Dependent Probe Amplification (MLPA)
2014-05-21 | MASF | Angiosarcoma, MYC (8q24) Amplification, FISH, Tissue | CG896 | Reason for Referral | 42349-1 | Reason for referral:Find:Pt:^Patient:Nar: | Fluorescence In Situ Hybridization (FISH)
2014-05-21 | GLIOF | 1p/19q Deletion in Gliomas, FISH, Tissue | CG739 | Reason For Referral | 42349-1 | Reason for referral:Find:Pt:^Patient:Nar: | Fluorescence In Situ Hybridization (FISH) Using DNA Probes
2014-05-21 | CHRAF | Chromosome Analysis, Amniotic Fluid | CG765 | Reason for Referral | 42349-1 | Reason for referral:Find:Pt:^Patient:Nar: | Cell Culture followed by Chromosome Analysis
2014-05-21 | CHRBM | Chromosome Analysis, Hematologic Disorders, Bone Marrow | CG774 | Reason for Referral | 42349-1 | Reason for referral:Find:Pt:^Patient:Nar: | Cell Culture without Mitogens followed by Chromosome Analysis
2014-05-21 | CHRCB | Chromosome Analysis, Congenital Disorders, Blood | CG775 | Reason for Referral | 42349-1 | Reason for referral:Find:Pt:^Patient:Nar: | Cell Culture with Mitogens followed by Chromosome Analysis
2014-05-21 | CHRCV | Chromosome Analysis, Chorionic Villus Sampling | CG769 | Reason for Referral | 42349-1 | Reason for referral:Find:Pt:^Patient:Nar: | Cell Culture Followed by Chromosome Analysis
2014-05-21 | CHRHB | Chromosome Analysis, Hematologic Disorders, Blood | CG778 | Reason for Referral | 42349-1 | Reason for referral:Find:Pt:^Patient:Nar: | Cell Culture without Mitogens followed by Chromosome Analysis
2014-05-21 | CHRTI | Chromosome Analysis, Skin Biopsy | CG768 | Reason for Referral | 42349-1 | Reason for referral:Find:Pt:^Patient:Nar: | Cell Culture followed by Chromosome Analysis
2014-05-21 | CMACB | Chromosomal Microarray, Congenital, Blood | CG779 | Reason For Referral | 42349-1 | Reason for referral:Find:Pt:^Patient:Nar: | Chromosomal Microarray (CMA)
2014-05-21 | CMAFF | Chromosomal Microarray (CMA) Familial Testing, FISH | CG781 | Reason For Referral | 42349-1 | Reason for referral:Find:Pt:^Patient:Nar: | Fluorescence In Situ Hybridization (FISH)
2014-05-21 | CMAH | Chromosomal Microarray, Hematologic Disorders, Varies | CG902 | Reason for Referral | 42349-1 | Reason for referral:Find:Pt:^Patient:Nar: | Chromosomal Microarray (CMA)
2014-05-21 | CMAP | Chromosomal Microarray, Prenatal, Amniotic Fluid/Chorionic Villus Sampling | CG900 | Reason for Referral | 42349-1 | Reason for referral:Find:Pt:^Patient:Nar: | Chromosomal Microarray (CMA)
2014-05-21 | CMAPT | Chromosomal Microarray, Tumor, Formalin-Fixed Paraffin-Embedded | CG908 | Reason for Referral | 42349-1 | Reason for referral:Find:Pt:^Patient:Nar: | Chromosomal Microarray (CMA)
2014-05-21 | CMAT | Chromosomal Microarray, Tumor, Fresh or Frozen | CG905 | Reason for Referral | 42349-1 | Reason for referral:Find:Pt:^Patient:Nar: | Chromosomal Microarray (CMA)
2014-05-21 | CULAF | Culture for Genetic Testing, Amniotic Fluid | CG767 | Reason for Referral | 42349-1 | Reason for referral:Find:Pt:^Patient:Nar: | Cell Culture
2014-05-21 | CULFB | Fibroblast Culture for Biochemical or Molecular Testing, Chorionic Villi/Products of Conception/Tissue | CG770 | Reason for Referral | 42349-1 | Reason for referral:Find:Pt:^Patient:Nar: | Cell Culture
2014-05-21 | DDITF | Myxoid/Round Cell Liposarcoma, 12q13 (DDIT3 or CHOP) Rearrangement, FISH, Tissue | CG745 | Reason for Referral | 42349-1 | Reason for referral:Find:Pt:^Patient:Nar: | Fluorescence In Situ Hybridization (FISH)
2014-05-21 | ESTUF | Endometrial Stromal Tumors (EST), 7p15 (JAZF1), 6p21.32 (PHF1), 17p13.3 (YWHAE) Rearrangement, FISH, Tissue | CG744 | Reason for Referral | 42349-1 | Reason for referral:Find:Pt:^Patient:Nar: | Fluorescence In Situ Hybridization (FISH)
2014-05-21 | EWSF | Ewing Sarcoma, 22q12 (EWSR1) Rearrangement, FISH, Tissue | CG749 | Reason for Referral | 42349-1 | Reason for referral:Find:Pt:^Patient:Nar: | Fluorescence In Situ Hybridization (FISH)
2014-05-21 | FGF1F | FGFR1 (8p11.2) Amplification, FISH, Tissue | CG939 | Reason for Referral | 42349-1 | Reason for referral:Find:Pt:^Patient:Nar: | Fluorescence In Situ Hybridization (FISH)
2014-05-21 | FOXOF | Alveolar Rhabdomyosarcoma (ARMS), 13q14 (FOXO1 or FKHR) Rearrangement, FISH, Tissue | CG752 | Reason for Referral | 42349-1 | Reason for referral:Find:Pt:^Patient:Nar: | Fluorescence In Situ Hybridization (FISH)
2014-05-21 | FUSF | Low-Grade Fibromyxoid Sarcoma (LGFMS), 16p11.2 (FUS or TLS) Rearrangement, FISH, Tissue | CG754 | Reason for Referral | 42349-1 | Reason for referral:Find:Pt:^Patient:Nar: | Fluorescence In Situ Hybridization (FISH)
2014-05-21 | GCTF | Germ Cell Tumor (GCT), Isochromosome 12p, FISH, Tissue | CG726 | Reason For Referral | 42349-1 | Reason for referral:Find:Pt:^Patient:Nar: | Fluorescence In Situ Hybridization (FISH)
2014-05-21 | IMTF | Inflammatory Myofibroblastic Tumors (IMT), 2p23 (ALK) Rearrangement, FISH, Tissue | CG747 | Reason for Referral | 42349-1 | Reason for referral:Find:Pt:^Patient:Nar: | Fluorescence In Situ Hybridization (FISH)
2014-05-21 | LCAF | Lung Cancer, ALK (2p23) Rearrangement, FISH, Tissue | CG740 | Reason for Referral | 42349-1 | Reason for referral:Find:Pt:^Patient:Nar: | Fluorescence In Situ Hybridization (FISH)
2014-05-21 | MAMLF | MAML2 (11q21) Rearrangement, Mucoepidermoid Carcinoma (MEC), FISH, Tissue | CG930 | Reason For Referral | 42349-1 | Reason for referral:Find:Pt:^Patient:Nar: | Fluorescence In Situ Hybridization (FISH)
2014-05-21 | MDM2F | MDM2 (12q15) Amplification, Well-Differentiated Liposarcoma/Atypical Lipomatous Tumor, FISH, Tissue | CG929 | Reason For Referral | 42349-1 | Reason for referral:Find:Pt:^Patient:Nar: | Fluorescence In Situ Hybridization (FISH)
2014-05-21 | METF | MET (7q31), FISH, Tissue | CG938 | Reason for Referral | 42349-1 | Reason for referral:Find:Pt:^Patient:Nar: | Fluorescence In Situ Hybridization (FISH)
2014-05-21 | MISCF | Miscellaneous Studies Using Chromosome-Specific Probes, FISH | CG746 | Reason for Referral | 42349-1 | Reason for referral:Find:Pt:^Patient:Nar: | Fluorescence In Situ Hybridization (FISH)
2014-05-21 | MSTF | Myeloid Sarcoma, FISH, Tissue | CG735 | Reason for Referral | 42349-1 | Reason for referral:Find:Pt:^Patient:Nar: | Fluorescence In Situ Hybridization (FISH)
2014-05-21 | PDGF | PDGFB (22q13), Dermatofibrosarcoma Protuberans/Giant Cell Fibroblastoma, FISH, Tissue | CG928 | Reason For Referral | 42349-1 | Reason for referral:Find:Pt:^Patient:Nar: | Fluorescence In Situ Hybridization (FISH)
2014-05-21 | PLASF | Plasma Cell Proliferative Disorder, FISH, Tissue | CG753 | Reason for Referral | 42349-1 | Reason for referral:Find:Pt:^Patient:Nar: | Fluorescence In Situ Hybridization (FISH)
2014-05-21 | RETF | Lung Cancer, RET (10q11) Rearrangement, FISH, Tissue | CG756 | Reason for Referral | 42349-1 | Reason for referral:Find:Pt:^Patient:Nar: | Fluorescence In Situ Hybridization (FISH)
2014-05-21 | ROS1F | Lung Cancer, ROS1 (6q22) Rearrangement, FISH, Tissue | CG755 | Reason for Referral | 42349-1 | Reason for referral:Find:Pt:^Patient:Nar: | Fluorescence In Situ Hybridization (FISH)
2014-05-21 | SCTF | Sex Chromosome Determination, FISH, Tissue | CG733 | Reason for Referral | 42349-1 | Reason for referral:Find:Pt:^Patient:Nar: | Fluorescence In Situ Hybridization (FISH)
2014-05-21 | SGTF | MYB (6q23) Rearrangement FISH, Tissue | CG898 | Reason for Referral | 42349-1 | Reason for referral:Find:Pt:^Patient:Nar: | Fluorescence In Situ Hybridization (FISH)
2014-05-21 | SS18F | Synovial Sarcoma (SS), 18q11.2 (SS18 or SYT) Rearrangement, FISH, Tissue | CG742 | Reason for Referral | 42349-1 | Reason for referral:Find:Pt:^Patient:Nar: | Fluorescence In Situ Hybridization (FISH)
2014-05-21 | TFE3F | Alveolar Soft Part Sarcoma (ASPS)/Renal Cell Carcinoma (RCC), Xp11.23 (TFE3), FISH, Tissue | CG737 | Reason For Referral | 42349-1 | Reason for referral:Find:Pt:^Patient:Nar: | Fluorescence In Situ Hybridization (FISH)
2014-05-21 | NADF | Newborn Aneuploidy Detection, FISH, Blood | CG694 | Reason for Referral | 42349-1 | Reason for referral:Find:Pt:^Patient:Nar: | Fluorescence In Situ Hybridization (FISH)
2014-05-21 | PADF | Prenatal Aneuploidy Detection, FISH | CG695 | Reason for Referral | 42349-1 | Reason for referral:Find:Pt:^Patient:Nar: | Fluorescence In Situ Hybridization (FISH)
2014-05-21 | SRYF | Sex-Determining Region Y, Yp11.3 Deletion, FISH | CG717 | Reason for Referral | 42349-1 | Reason for referral:Find:Pt:^Patient:Nar: | Fluorescence In Situ Hybridization (FISH)
2014-05-21 | DD22F | 22q11.2 Deletion/Duplication, FISH, Varies | CG669 | Reason For Referral | 42349-1 | Reason for referral:Find:Pt:^Patient:Nar: | Fluorescence In Situ Hybridization (FISH)
2014-05-21 | XYMF | Known 45,X, Mosaicism Reflex Analysis, FISH, Whole Blood | CG668 | Reason for Referral | 42349-1 | Reason for referral:Find:Pt:^Patient:Nar: | Fluorescence In Situ Hybridization (FISH)
2014-05-21 | APOEG | Apolipoprotein E Genotyping, Blood | 53201 | Reason for Referral | 42349-1 | Reason for referral:Find:Pt:^Patient:Nar: | Polymerase Chain Reaction (PCR) including Restriction Digest
2014-05-21 | FUROC | UroVysion for Detection of Bladder Cancer, Urine | 54677 | Reason for Referral | 42349-1 | Reason for referral:Find:Pt:^Patient:Nar: | Fluorescence In Situ Hybridization (FISH) using DNA Probes
2014-05-21 | MATCC | Maternal Cell Contamination, Molecular Analysis, Varies | 53288 | Reason for referral | 42349-1 | Reason for referral:Find:Pt:^Patient:Nar: | Polymerase Chain Reaction (PCR) based comparison of Microsatellite Markers
2014-05-21 | ML1HM | MLH1 Hypermethylation Analysis, Tumor | 53302 | Reason for Referral | 42349-1 | Reason for referral:Find:Pt:^Patient:Nar: | Polymerase Chain Reaction (PCR)
2014-05-21 | MULT | Zygosity Testing (Multiple Births), Varies | 53349 | Reason for Referral | 42349-1 | Reason for referral:Find:Pt:^Patient:Nar: | Polymerase Chain Reaction (PCR)/Microsatellite Markers
2014-05-21 | PPAP | Parental Sample Prep for Prenatal Microarray Testing, Blood | 52979 | Reason For Referral | 42349-1 | Reason for referral:Find:Pt:^Patient:Nar: | DNA Extraction/Cell Culture
2014-05-21 | SBULB | Spinobulbar Muscular Atrophy (Kennedy Disease), Molecular Analysis, Varies | 53344 | Reason for Referral | 42349-1 | Reason for referral:Find:Pt:^Patient:Nar: | Polymerase Chain Reaction (PCR)
2014-05-21 | UNIPD | Uniparental Disomy, Varies | 53359 | Reason for Referral | 42349-1 | Reason for referral:Find:Pt:^Patient:Nar: | Polymerase Chain Reaction (PCR)/Microsatellite markers
2014-05-21 | C9ORF | C9orf72 Hexanucleotide Repeat, Molecular Analysis, Varies | 52857 | Source | 31208-2 | Specimen source:Prid:Pt:XXX:Nom: | Polymerase Chain Reaction (PCR)
2014-05-21 | FXS | Fragile X Syndrome, Molecular Analysis, Varies | 52875 | Source | 31208-2 | Specimen source:Prid:Pt:XXX:Nom: | Polymerase Chain Reaction (PCR)
2014-05-21 | HAD | Huntington Disease, Molecular Analysis, Varies | 52890 | Source | 31208-2 | Specimen source:Prid:Pt:XXX:Nom: | Polymerase Chain Reaction (PCR)
2014-05-21 | BWRS | Beckwith-Wiedemann Syndrome/Russell-Silver Syndrome, Molecular Analysis, Varies | 52850 | Source | 31208-2 | Specimen source:Prid:Pt:XXX:Nom: | Multiplex Ligation-Dependent Probe Amplification (MLPA)
2014-05-21 | ATHL | Alpha-Globin Gene Analysis | 52838 | Source | 31208-2 | Specimen source:Prid:Pt:XXX:Nom: | Only orderable as part of a profile. For more information see ATHAL / Alpha-Globin Gene Analysis.
2014-05-21 | PRSSZ | PRSS1 Gene, Full Gene Analysis, Varies | 52469 | Source | 31208-2 | Specimen source:Prid:Pt:XXX:Nom: | Polymerase Chain Reaction (PCR) Amplification followed by DNA sequencing
2014-05-21 | FUFXS | Fragile X, Follow up Analysis | 52423 | Source | 31208-2 | Specimen source:Prid:Pt:XXX:Nom: | This follow-up test is added by the laboratory dependent upon on the result of the PCR analysis (FXS / Fragile X Syndrome, Molecular Analysis). This is not an orderable test.
2014-05-21 | CHRHB | Chromosome Analysis, Hematologic Disorders, Blood | 52395 | Source | 31208-2 | Specimen source:Prid:Pt:XXX:Nom: | Cell Culture without Mitogens followed by Chromosome Analysis
2014-05-21 | CMACB | Chromosomal Microarray, Congenital, Blood | 52402 | Source | 31208-2 | Specimen source:Prid:Pt:XXX:Nom: | Chromosomal Microarray (CMA)
2014-05-21 | CMAFF | Chromosomal Microarray (CMA) Familial Testing, FISH | 52409 | Source | 31208-2 | Specimen source:Prid:Pt:XXX:Nom: | Fluorescence In Situ Hybridization (FISH)
2014-05-21 | CHRBM | Chromosome Analysis, Hematologic Disorders, Bone Marrow | 52362 | Source | 31208-2 | Specimen source:Prid:Pt:XXX:Nom: | Cell Culture without Mitogens followed by Chromosome Analysis
2014-05-21 | CHRCB | Chromosome Analysis, Congenital Disorders, Blood | 52370 | Source | 31208-2 | Specimen source:Prid:Pt:XXX:Nom: | Cell Culture with Mitogens followed by Chromosome Analysis
2014-05-21 | CULFB | Fibroblast Culture for Biochemical or Molecular Testing, Chorionic Villi/Products of Conception/Tissue | 52331 | Source | 31208-2 | Specimen source:Prid:Pt:XXX:Nom: | Cell Culture
2014-05-21 | CHRAF | Chromosome Analysis, Amniotic Fluid | 52300 | Source | 31208-2 | Specimen source:Prid:Pt:XXX:Nom: | Cell Culture followed by Chromosome Analysis
2014-05-21 | CHRCV | Chromosome Analysis, Chorionic Villus Sampling | 52323 | Source | 31208-2 | Specimen source:Prid:Pt:XXX:Nom: | Cell Culture Followed by Chromosome Analysis
2014-05-21 | CHRTI | Chromosome Analysis, Skin Biopsy | 52315 | Source | 31208-2 | Specimen source:Prid:Pt:XXX:Nom: | Cell Culture followed by Chromosome Analysis
2014-05-21 | CULAF | Culture for Genetic Testing, Amniotic Fluid | 52308 | Source | 31208-2 | Specimen source:Prid:Pt:XXX:Nom: | Cell Culture
2014-05-21 | FOXOF | Alveolar Rhabdomyosarcoma (ARMS), 13q14 (FOXO1 or FKHR) Rearrangement, FISH, Tissue | 52215 | Source | 31208-2 | Specimen source:Prid:Pt:XXX:Nom: | Fluorescence In Situ Hybridization (FISH)
2014-05-21 | FUSF | Low-Grade Fibromyxoid Sarcoma (LGFMS), 16p11.2 (FUS or TLS) Rearrangement, FISH, Tissue | 52231 | Source | 31208-2 | Specimen source:Prid:Pt:XXX:Nom: | Fluorescence In Situ Hybridization (FISH)
2014-05-21 | PLASF | Plasma Cell Proliferative Disorder, FISH, Tissue | 52223 | Source | 31208-2 | Specimen source:Prid:Pt:XXX:Nom: | Fluorescence In Situ Hybridization (FISH)
2014-05-21 | RETF | Lung Cancer, RET (10q11) Rearrangement, FISH, Tissue | 52247 | Source | 31208-2 | Specimen source:Prid:Pt:XXX:Nom: | Fluorescence In Situ Hybridization (FISH)
2014-05-21 | ROS1F | Lung Cancer, ROS1 (6q22) Rearrangement, FISH, Tissue | 52239 | Source | 31208-2 | Specimen source:Prid:Pt:XXX:Nom: | Fluorescence In Situ Hybridization (FISH)
2014-05-21 | EWSF | Ewing Sarcoma, 22q12 (EWSR1) Rearrangement, FISH, Tissue | 52191 | Source | 31208-2 | Specimen source:Prid:Pt:XXX:Nom: | Fluorescence In Situ Hybridization (FISH)
2014-05-21 | IMTF | Inflammatory Myofibroblastic Tumors (IMT), 2p23 (ALK) Rearrangement, FISH, Tissue | 52175 | Source | 31208-2 | Specimen source:Prid:Pt:XXX:Nom: | Fluorescence In Situ Hybridization (FISH)
2014-05-21 | DDITF | Myxoid/Round Cell Liposarcoma, 12q13 (DDIT3 or CHOP) Rearrangement, FISH, Tissue | 52159 | Source | 31208-2 | Specimen source:Prid:Pt:XXX:Nom: | Fluorescence In Situ Hybridization (FISH)
2014-05-21 | ESTUF | Endometrial Stromal Tumors (EST), 7p15 (JAZF1), 6p21.32 (PHF1), 17p13.3 (YWHAE) Rearrangement, FISH, Tissue | 52151 | Source | 31208-2 | Specimen source:Prid:Pt:XXX:Nom: | Fluorescence In Situ Hybridization (FISH)
2014-05-21 | MISCF | Miscellaneous Studies Using Chromosome-Specific Probes, FISH | 52167 | Source | 31208-2 | Specimen source:Prid:Pt:XXX:Nom: | Fluorescence In Situ Hybridization (FISH)
2014-05-21 | SS18F | Synovial Sarcoma (SS), 18q11.2 (SS18 or SYT) Rearrangement, FISH, Tissue | 52135 | Source | 31208-2 | Specimen source:Prid:Pt:XXX:Nom: | Fluorescence In Situ Hybridization (FISH)
2014-05-21 | GLIOF | 1p/19q Deletion in Gliomas, FISH, Tissue | 52111 | Source | 31208-2 | Specimen source:Prid:Pt:XXX:Nom: | Fluorescence In Situ Hybridization (FISH) Using DNA Probes
2014-05-21 | GCTF | Germ Cell Tumor (GCT), Isochromosome 12p, FISH, Tissue | 52054 | Source | 31208-2 | Specimen source:Prid:Pt:XXX:Nom: | Fluorescence In Situ Hybridization (FISH)
2014-05-21 | LCAF | Lung Cancer, ALK (2p23) Rearrangement, FISH, Tissue | 52119 | Source | 31208-2 | Specimen source:Prid:Pt:XXX:Nom: | Fluorescence In Situ Hybridization (FISH)
2014-05-21 | MSTF | Myeloid Sarcoma, FISH, Tissue | 52087 | Source | 31208-2 | Specimen source:Prid:Pt:XXX:Nom: | Fluorescence In Situ Hybridization (FISH)
2014-05-21 | SCTF | Sex Chromosome Determination, FISH, Tissue | 52080 | Source | 31208-2 | Specimen source:Prid:Pt:XXX:Nom: | Fluorescence In Situ Hybridization (FISH)
2014-05-21 | TFE3F | Alveolar Soft Part Sarcoma (ASPS)/Renal Cell Carcinoma (RCC), Xp11.23 (TFE3), FISH, Tissue | 52095 | Source | 31208-2 | Specimen source:Prid:Pt:XXX:Nom: | Fluorescence In Situ Hybridization (FISH)
2014-05-21 | SRYF | Sex-Determining Region Y, Yp11.3 Deletion, FISH | 52006 | Source | 31208-2 | Specimen source:Prid:Pt:XXX:Nom: | Fluorescence In Situ Hybridization (FISH)
2014-05-21 | NADF | Newborn Aneuploidy Detection, FISH, Blood | 51934 | Source | 31208-2 | Specimen source:Prid:Pt:XXX:Nom: | Fluorescence In Situ Hybridization (FISH)
2014-05-21 | PADF | Prenatal Aneuploidy Detection, FISH | 51940 | Source | 31208-2 | Specimen source:Prid:Pt:XXX:Nom: | Fluorescence In Situ Hybridization (FISH)
2014-05-21 | DD22F | 22q11.2 Deletion/Duplication, FISH, Varies | 51854 | Source | 31208-2 | Specimen source:Prid:Pt:XXX:Nom: | Fluorescence In Situ Hybridization (FISH)
2014-05-21 | XYMF | Known 45,X, Mosaicism Reflex Analysis, FISH, Whole Blood | 51848 | Source | 31208-2 | Specimen source:Prid:Pt:XXX:Nom: | Fluorescence In Situ Hybridization (FISH)
2014-04-30 | CHRAF | Chromosome Analysis, Amniotic Fluid | 52301 | Banding Method | 62359-5 | Chromosome banding method:Type:Pt:Bld/Tiss:Nom:Molgen | Cell Culture followed by Chromosome Analysis
2014-04-30 | CHRBM | Chromosome Analysis, Hematologic Disorders, Bone Marrow | 52363 | Banding Method | 62359-5 | Chromosome banding method:Type:Pt:Bld/Tiss:Nom:Molgen | Cell Culture without Mitogens followed by Chromosome Analysis
2014-04-30 | CHRCB | Chromosome Analysis, Congenital Disorders, Blood | 52371 | Banding Method | 62359-5 | Chromosome banding method:Type:Pt:Bld/Tiss:Nom:Molgen | Cell Culture with Mitogens followed by Chromosome Analysis
2014-04-30 | CHRCV | Chromosome Analysis, Chorionic Villus Sampling | 52324 | Banding Method | 62359-5 | Chromosome banding method:Type:Pt:Bld/Tiss:Nom:Molgen | Cell Culture Followed by Chromosome Analysis
2014-04-30 | CHRHB | Chromosome Analysis, Hematologic Disorders, Blood | 52396 | Banding Method | 62359-5 | Chromosome banding method:Type:Pt:Bld/Tiss:Nom:Molgen | Cell Culture without Mitogens followed by Chromosome Analysis
2014-04-30 | CHRTI | Chromosome Analysis, Skin Biopsy | 52316 | Banding Method | 62359-5 | Chromosome banding method:Type:Pt:Bld/Tiss:Nom:Molgen | Cell Culture followed by Chromosome Analysis
2014-04-28 | HPV | Human Papillomavirus (HPV) DNA Detection with Genotyping, High-Risk Types by PCR, ThinPrep, Varies | SS017 | Specimen Source | 31208-2 | Specimen source:Prid:Pt:XXX:Nom: | Real-Time Polymerase Chain Reaction (PCR)
2014-04-28 | MPRP | Mycoplasma (Mycoplasmoides) pneumoniae with Macrolide Resistance Reflex, Molecular Detection, PCR, Varies | SRCMP | Specimen source | 31208-2 | Specimen source:Prid:Pt:XXX:Nom: | Rapid Polymerase Chain Reaction (PCR) using Light Cycler and Fluorescent Resonance Energy Transfer (FRET)
2014-04-28 | SHPV | Human Papillomavirus (HPV) DNA Detection with Genotyping, High-Risk Types by PCR, SurePath, Varies | SS018 | Specimen Source | 31208-2 | Specimen source:Prid:Pt:XXX:Nom: | Real-Time Polymerase Chain Reaction (PCR)
2014-04-28 | FLUMS | Influenza Virus Type A and Type B, and Respiratory Syncytial Virus (RSV), Molecular Detection, PCR, Varies | SS020 | Specimen Source | 31208-2 | Specimen source:Prid:Pt:XXX:Nom: | Multiplex Real-Time Polymerase Chain Reaction (RT-PCR)
2014-04-28 | FLUNP | Influenza Virus Type A and Type B, and Respiratory Syncytial Virus (RSV), Molecular Detection, PCR, Nasopharyngeal Swab | SS019 | Specimen Source | 31208-2 | Specimen source:Prid:Pt:XXX:Nom: | Multiplex Real-Time Polymerase Chain Reaction (RT-PCR)
2014-04-28 | RP | Respiratory Panel, PCR, Nasopharyngeal | SS021 | Specimen Source | 31208-2 | Specimen source:Prid:Pt:XXX:Nom: | Multiplex Polymerase Chain Reaction (PCR)
2014-04-28 | RPMPM | Mycoplasma (Mycoplasmoides) pneumoniae Macrolide (Azithromycin) Resistance Prediction, Molecular Detection, PCR, Varies | SRCMP | Specimen source | 31208-2 | Specimen source:Prid:Pt:XXX:Nom: | Rapid Polymerase Chain Reaction (PCR) using Light Cycler and Fluorescent Resonance Energy Transfer (FRET)
2014-04-28 | TVRNA | Trichomonas vaginalis, Nucleic Acid Amplification, Varies | SRC29 | SOURCE: | 31208-2 | Specimen source:Prid:Pt:XXX:Nom: | Transcription-Mediated Amplification
2014-04-28 | MGRNA | Neisseria gonorrhoeae, Miscellaneous Sites, Nucleic Acid Amplification, Varies | SRC22 | SOURCE: | 31208-2 | Specimen source:Prid:Pt:XXX:Nom: | Transcription Mediated Amplification
2014-04-28 | MCRNA | Chlamydia trachomatis, Miscellaneous Sites, Nucleic Acid Amplification, Varies | SRC11 | SOURCE: | 31208-2 | Specimen source:Prid:Pt:XXX:Nom: | Transcription Mediated Amplification
2014-04-18 | FLUPV | Lupus Anticoagulant Evaluation with Reflex | Z0544 | PTT-LA Screen | 34571-0 | Coagulation surface induced.lupus sensitive:Time:Pt:PPP:Qn:Coag | Clot Detection
2014-04-17 | FLUPV | Lupus Anticoagulant Evaluation with Reflex | Z0735 | DRVVT Screen | 6303-2 | Coagulation dilute Russell viper venom induced:Time:Pt:PPP:Qn:Coag | Clot Detection
2014-04-14 | FHAM | Human Anti-mouse Antibody (HAMA) | FHAM | Human Anti-mouse AB (HAMA) | 14975-7 | Human antimouse Ab:MCnc:Pt:Ser:Qn: | Enzyme Linked Immunosorbent Assay (ELISA)
2014-04-09 | MTBRP | Mycobacterium tuberculosis Complex, Molecular Detection, PCR, Varies | 56044 | MTB Complex PCR, Result | 38379-4 | Mycobacterium tuberculosis complex DNA:Acnc:Pt:XXX:Ord:Probe.amp.tar | Real-Time Polymerase Chain Reaction (PCR)
2014-02-28 | MPO | Myeloperoxidase Antibodies, IgG, Serum | MPO | Myeloperoxidase Ab, S | 48404-8 | Myeloperoxidase Ab.IgG:ACnc:Pt:Ser:Qn: | Multiplex Flow Immunoassay
2014-02-24 | FG4FI | IgG4 Food Panel I | Z3721 | Alpha Lactalbumin IgG4 | 56301-5 | Lactalbumin alpha Ab.IgG4:MCnc:Pt:Ser:Qn: | Enzyme Immunoassay (FEIA)
2014-02-24 | FG4FI | IgG4 Food Panel I | Z3722 | Beef IgG4 | 56438-5 | Beef Ab.IgG4:MCnc:Pt:Ser:Qn: | Enzyme Immunoassay (FEIA)
2014-02-24 | FG4FI | IgG4 Food Panel I | Z3723 | Casein IgG4 | 56207-4 | Casein Ab.IgG4:MCnc:Pt:Ser:Qn: | Enzyme Immunoassay (FEIA)
2014-02-24 | FG4FI | IgG4 Food Panel I | Z3724 | Chicken IgG4 | 56218-1 | Chicken Ab.IgG4:MCnc:Pt:Ser:Qn: | Enzyme Immunoassay (FEIA)
2014-02-24 | FG4FI | IgG4 Food Panel I | Z3725 | Corn IgG4 | 56231-4 | Zea mays Ab.IgG4:MCnc:Pt:Ser:Qn: | Enzyme Immunoassay (FEIA)
2014-02-24 | FG4FI | IgG4 Food Panel I | Z3726 | Egg Whole IgG4 | 56255-3 | Egg whole Ab.IgG4:MCnc:Pt:Ser:Qn: | Enzyme Immunoassay (FEIA)
2014-02-24 | FG4FI | IgG4 Food Panel I | Z3727 | Milk Cow IgG4 | 56234-8 | Cow milk Ab.IgG4:MCnc:Pt:Ser:Qn: | Enzyme Immunoassay (FEIA)
2014-02-24 | FG4FI | IgG4 Food Panel I | Z3728 | Potato White IgG4 | 56429-4 | Solanum tuberosum Ab.IgG4:MCnc:Pt:Ser:Qn: | Enzyme Immunoassay (FEIA)
2014-02-24 | FG4FI | IgG4 Food Panel I | Z3729 | Soybean IgG4 | 56390-8 | Glycine max Ab.IgG4:MCnc:Pt:Ser:Qn: | Enzyme Immunoassay (FEIA)
2014-02-24 | FG4FI | IgG4 Food Panel I | Z3730 | Wheat IgG4 | 56417-9 | Triticum aestivum Ab.IgG4:MCnc:Pt:Ser:Qn: | Enzyme Immunoassay (FEIA)
2014-02-18 | CARNP | Carbapenemase Detection-Carba NP Test, Varies | CARNP | Carbapenemase-Carba NP Test | 74676-8 | Carbapenemase:Type:Pt:Isolate:Nom:Carbapenemase Nordmann-Poirel | Colorimetric Detection of Carbapenem Hydrolysis
2014-01-29 | TOXGP | Toxoplasma gondii Antibody, IgG, Serum | TOXG | Toxoplasma Ab, IgG, S | 40677-7 | Toxoplasma gondii Ab.IgG:ACnc:Pt:Ser:Ord:EIA | Multiplex Flow Immunoassay (MFI)
2014-01-28 | HV1CM | HIV-1 and HIV-2 Antibody Screen for Hemolyzed Specimens, Serum | 60357 | HIV-1/-2 Ab Screen Hemolyzed, S | 31201-7 | HIV 1+2 Ab:ACnc:Pt:Ser/Plas:Ord:EIA | Enzyme Immunoassay (EIA)-Screening Procedure
2014-01-21 | C5FX | C5 Complement, Functional, Serum | C5FX | C5 Complement, Functional, S | 60472-8 | Complement C5.functional:ACnc:Pt:Ser/Plas:Qn: | Automated Liposome Lysis Assay
2014-01-21 | CIFS | Cutaneous Immunofluorescence Antibodies, IgG, Serum | 21541 | Primate Esophagus IgG | 66881-4 | Skin Ab.IgG:ACnc:Pt:Ser:Ord:Monkey esophagus substrate | Indirect Immunofluorescence
2014-01-16 | FFPII | Food Panel II IgG | Z3714 | Pork IgG | 35543-8 | Pork Ab.IgG:MCnc:Pt:Ser:Qn: | Enzyme Immunoassay (FEIA)
2014-01-16 | FFPII | Food Panel II IgG | Z3715 | Potato White IgG | 35544-6 | Solanum tuberosum Ab.IgG:MCnc:Pt:Ser:Qn: | Enzyme Immunoassay (FEIA)
2014-01-16 | FFPII | Food Panel II IgG | Z3716 | Rye Food IgG | 51933-0 | Secale cereale Ab.IgG:Mcnc:Pt:Ser:Qn: | Enzyme Immunoassay (FEIA)
2014-01-16 | FFPII | Food Panel II IgG | Z3717 | Soybean IgG | 35546-1 | Glycine max Ab.IgG:MCnc:Pt:Ser:Qn: | Enzyme Immunoassay (FEIA)
2014-01-16 | FFPII | Food Panel II IgG | Z3718 | Tomato IgG | 35547-9 | Lycopersicon lycopersicum Ab.IgG:MCnc:Pt:Ser:Qn: | Enzyme Immunoassay (FEIA)
2014-01-16 | FFPII | Food Panel II IgG | Z3719 | Wheat IgG | 35537-0 | Triticum aestivum Ab.IgG:MCnc:Pt:Ser:Qn: | Enzyme Immunoassay (FEIA)
2014-01-16 | FFPII | Food Panel II IgG | Z3720 | Yeast Saccharomyces cerevisiae IgG | 35538-8 | Saccharomyces cerevisiae Ab.IgG:MCnc:Pt:Ser:Qn: | Enzyme Immunoassay (FEIA)
2014-01-16 | FFPII | Food Panel II IgG | Z3702 | Barley IgG | 51917-3 | Hordeum vulgare Ab.IgG:MCnc:Pt:Ser:Qn: | Enzyme Immunoassay (FEIA)
2014-01-16 | FFPII | Food Panel II IgG | Z3703 | Beef IgG | 35529-7 | Beef Ab.IgG:MCnc:Pt:Ser:Qn: | Enzyme Immunoassay (FEIA)
2014-01-16 | FFPII | Food Panel II IgG | Z3704 | Casein IgG | 53829-8 | Casein Ab.IgG:MCnc:Pt:Ser:Qn: | Enzyme Immunoassay (FEIA)
2014-01-16 | FFPII | Food Panel II IgG | Z3705 | Chicken IgG | 35532-1 | Chicken Ab.IgG:MCnc:Pt:Ser:Qn: | Enzyme Immunoassay (FEIA)
2014-01-16 | FFPII | Food Panel II IgG | Z3706 | Chocolate/Cacao IgG | 35554-5 | Chocolate Ab.IgG:MCnc:Pt:Ser:Qn: | Enzyme Immunoassay (FEIA)
2014-01-16 | FFPII | Food Panel II IgG | Z3707 | Codfish/Scrod IgG | 49099-5 | Gadus morhua Ab.IgG:MCnc:Pt:Ser:Qn: | Enzyme Immunoassay (FEIA)
2014-01-16 | FFPII | Food Panel II IgG | Z3709 | Egg White IgG | 35535-4 | Egg white Ab.IgG:MCnc:Pt:Ser:Qn: | Enzyme Immunoassay (FEIA)
2014-01-16 | FFPII | Food Panel II IgG | Z3710 | Malt IgG | 51922-3 | Malt Ab.IgG:MCnc:Pt:Ser:Qn: | Enzyme Immunoassay (FEIA)
2014-01-16 | FFPII | Food Panel II IgG | Z3711 | Oat IgG | 51901-7 | Avena sativa Ab.IgG:MCnc:Pt:Ser:Qn: | Enzyme Immunoassay (FEIA)
2014-01-16 | FFPII | Food Panel II IgG | Z3712 | Orange IgG | 51904-1 | Citrus sinensis Ab.IgG:MCnc:Pt:Ser:Qn: | Enzyme Immunoassay (FEIA)
2014-01-16 | FFPII | Food Panel II IgG | Z3713 | Peanut IgG | 35542-0 | Arachis hypogaea Ab.IgG:MCnc:Pt:Ser:Qn: | Enzyme Immunoassay (FEIA)
2014-01-03 | FCHYS | Chymotrypsin, Stool | FCHYS | Chymotrypsin, Stool | 25375-7 | Chymotrypsin:CCnt:Pt:Stool:Qn: | Enzymatic/Spectrophotometric
2013-12-18 | FNAD | Nadolol, Serum/Plasma | Z1430 | Nadolol | 12406-5 |  | High Performance Liquid Chromatography/Tandem Mass Spectrometry (LC-MS/MS)
2013-12-18 | FPYD | Pyridostigmine, Serum/Plasma | Z1435 | Pyridostigmine | 9390-6 |  | Gas Chromatography (GC)
2013-12-18 | FALBU | Albuterol, Serum/Plasma | Z1441 | Albuterol | 9311-2 |  | High Performance Liquid Chromatography/Tandem Mass Spectrometry (LC/MS/MS)
2013-12-18 | FURA | Uranium, Urine | Z1442 | Uranium | 5752-1 |  | Inductively Coupled Plasma-Mass Spectrometry (ICP-MS)
2013-12-18 | FPROP | Propofol, Serum/Plasma | Z1448 | Propofol | 34673-4 |  | Gas Chromatography (GC)
2013-12-18 | FFT4F | T4, Free, Direct Dialysis | Z1571 | T4, Free, Direct Dialysis | 6892-4 | Thyroxine.free:MCnc:Pt:Ser/Plas:Qn:Dialysis | Equilibrium Dialysis, Chromatography/Mass Spectrometry
2013-12-18 | FLIPR | Lipase, Random Urine | Z1559 | Lipase, Urine | 10888-6 | Triacylglycerol lipase:CCnc:Pt:Urine:Qn | Spectrophotometry
2013-12-18 | FMACR | Macroamylase | FMACR | Macroamylase | 15358-5 | Macroamylase:ACnc:Pt:Ser/Plas:Ord: | Polyethylene Glycol Precipitation, Spectrophotometry
2013-12-18 | ROPG | Measles (Rubeola) Antibodies, IgG, Serum | DEXG3 | Measles IgG Antibody Index | 5244-9 | Measles virus Ab.IgG:ACnc:Pt:Ser:Qn:EIA | Multiplex Flow Immunoassay (MFI)
2013-12-18 | MPPG | Mumps Virus Antibody, IgG, Serum | DEXG5 | Mumps IgG Antibody Index | 25418-5 | Mumps virus Ab.IgG:ACnc:Pt:Ser:Qn:EIA | Multiplex Flow Immunoassay (MFI)
2013-12-18 | VZPG | Varicella-Zoster Antibody, IgG, Serum | DEXG4 | Varicella IgG Antibody Index | 5403-1 | Varicella zoster virus Ab.IgG:ACnc:Pt:Ser:Qn:EIA | Multiplex Flow Immunoassay (MFI)
2013-12-18 | MPPG | Mumps Virus Antibody, IgG, Serum | MUMG | Mumps Ab, IgG, S | 6476-6 | Mumps virus Ab.IgG:ACnc:Pt:Ser:Ord:EIA | Multiplex Flow Immunoassay (MFI)
2013-12-18 | VZPG | Varicella-Zoster Antibody, IgG, Serum | VZG | Varicella-Zoster Ab, IgG, S | 15410-4 | Varicella zoster virus Ab.IgG:ACnc:Pt:Ser:Ord:EIA | Multiplex Flow Immunoassay (MFI)
2013-12-18 | HBC | Hepatitis B Virus Core Total Antibodies, Serum | HBC | HBc Total Ab, S | 13952-7 | Hepatitis B virus core Ab:ACnc:Pt:Ser/Plas:Ord:EIA | Electrochemiluminescence Immunoassay (ECLIA)
2013-12-05 | SIIRO | Sirolimus, Whole Blood | 35144 | Sirolimus, B | 29247-4 | Sirolimus:MCnc:Pt:Bld:Qn: | Liquid Chromatography Tandem Mass Spectrometry (LC-MS/MS)
2013-12-05 | AACSF | Amino Acids, Quantitative, Spinal Fluid | 34579 | Beta-aminoisobutyric Acid | 26590-0 | Beta aminoisobutyrate:SCnc:Pt:CSF:Qn: | Liquid Chromatography Tandem Mass Spectrometry (LC-MS/MS) Portions of this test are covered by patents held by Quest Diagnostics
2013-12-05 | AMPHM | Amphetamine-Type Stimulants Confirmation, Meconium | 31857 | 3,4-methylenedioxymethamphetamine | 69025-5 | Methylenedioxymethamphetamine:MCnt:Pt:Meconium:Qn:Confirm | Liquid Chromatography-Tandem Mass Spectrometry (LC-MS/MS)
2013-12-05 | LPAGF | Lymphocyte Proliferation to Antigens, Blood | 32327 | Max Prolif of CA as % CD45 | 69014-9 | Lymphocyte proliferation.Candida albicans.maximum/CD45:NFr:Pt:Bld:Qn:Flow cytometry | Flow Cytometry
2013-12-05 | LPAGF | Lymphocyte Proliferation to Antigens, Blood | 32328 | Max Prolif of CA as % CD3 | 69015-6 | Lymphocyte proliferation.Candida albicans.maximum/CD3:NFr:Pt:Bld:Qn:Flow cytometry | Flow Cytometry
2013-12-05 | LPMGF | Lymphocyte Proliferation to Mitogens, Blood | 32319 | Max Prolif of PHA as % CD45 | 69038-8 | Lymphocyte proliferation.phytohemagglutinin.maximum/CD45:NFr:Pt:Bld:Qn:Flow cytometry | Flow Cytometry
2013-12-05 | LPMGF | Lymphocyte Proliferation to Mitogens, Blood | 32321 | Max Prolif of PWM as % CD45 | 69019-8 | Lymphocyte proliferation.pokeweed mitogen stimulation/CD45:NFr:Pt:Bld:Qn:Flow cytometry | Flow Cytometry
2013-12-05 | LPMGF | Lymphocyte Proliferation to Mitogens, Blood | 32322 | Max Prolif of PWM as % CD3 | 69020-6 | Lymphocyte proliferation.pokeweed mitogen stimulation/CD3:NFr:Pt:Bld:Qn:Flow cytometry | Flow Cytometry
2013-12-05 | LPMGF | Lymphocyte Proliferation to Mitogens, Blood | 32323 | Max Prolif of PWM as % CD19 | 69037-0 | Lymphocyte proliferation.pokeweed mitogen.maximum/CD19:NFr:Pt:Bld:Qn:Flow cytometry | Flow Cytometry
2013-12-05 | THCM | 11-nor-Delta-9-Tetrahydrocannabinol-9-Carboxylic Acid (Carboxy-THC) Confirmation, Meconium | 31863 | Carboxy-THC | 69007-3 | Carboxy tetrahydrocannabinol:MCnt:Pt:Meconium:Qn:Confirm | Liquid Chromatography Tandem Mass Spectrometry (LC-MS/MS)
2013-12-05 | MAFP1 | Alpha-Fetoprotein (AFP), Single Marker Screen, Maternal, Serum | 10358 | GENERAL TEST INFORMATION | 62364-5 | Test performance information:Find:Pt:XXX:Nar: | Two-Site Immunoenzymatic (Sandwich) Assay
2013-12-05 | QUAD1 | Quad Screen (Second Trimester) Maternal, Serum | 10358 | GENERAL TEST INFORMATION | 62364-5 | Test performance information:Find:Pt:XXX:Nar: | Immunoenzymatic Assay
2013-12-05 | 1STT1 | First Trimester Maternal Screen, Serum | 10358 | GENERAL TEST INFORMATION | 62364-5 | Test performance information:Find:Pt:XXX:Nar: | Immunoenzymatic Assay
2013-12-05 | SEQA | Sequential Maternal Screening, Part 1, Serum | 29487 | General Test Information | 62364-5 | Test performance information:Find:Pt:XXX:Nar: | Immunoenzymatic Assay
2013-12-05 | SEQB | Sequential Maternal Screening, Part 2, Serum | 29506 | General Test Information | 62364-5 | Test performance information:Find:Pt:XXX:Nar: | Immunoenzymatic Assay
2013-12-05 | MGRNA | Neisseria gonorrhoeae, Miscellaneous Sites, Nucleic Acid Amplification, Varies | 34508 | N. gonorr, Misc, Amplified RNA | 43305-2 | Neisseria gonorrhoeae rRNA:ACnc:Pt:XXX:Ord:Probe.amp.tar | Transcription Mediated Amplification
2013-12-05 | MCRNA | Chlamydia trachomatis, Miscellaneous Sites, Nucleic Acid Amplification, Varies | 34507 | C. trach, Misc, Amplified RNA | 43304-5 | Chlamydia trachomatis rRNA:ACnc:Pt:XXX:Ord:Probe.amp.tar | Transcription Mediated Amplification
2013-12-05 | EVROL | Everolimus, Blood | 35146 | Everolimus, B | 50544-6 | Everolimus:MCnc:Pt:Bld:Qn: | Liquid Chromatography Tandem Mass Spectrometry (LC-MS/MS)
2013-12-05 | ALAUR | Aminolevulinic Acid, Urine | 61547 | Aminolevulinic Acid, U | 34284-0 | Delta aminolevulinate:SCnc:Pt:Urine:Qn: | Liquid Chromatography Tandem Mass Spectrometry (LC-MS/MS)
2013-12-05 | MANN | Alpha-Mannosidase, Leukocytes | 35639 | Alpha-Mannosidase, Leukocytes | 24053-1 | Alpha mannosidase:CCnt:Pt:WBC:Qn: | Fluorometric
2013-12-05 | BFBL | Bilirubin, Body Fluid | BRNBF | Bilirubin (BF) | 1974-5 | Bilirubin:MCnc:Pt:Body fld:Qn: | Photometric, Diazonium Salt
2013-12-05 | CHLBF | Cholesterol, Body Fluid | BFCHL | Cholesterol (BF) | 12183-0 | Cholesterol:MCnc:Pt:Body fld:Qn: | Colorimetry
2013-12-05 | FA1GP | Alpha-1-Acid Glycoprotein | FA1GP | Alpha-1-Acid Glycoprotein | 2685-6 | Alpha-1-Acid glycoprotein:MCnc:Pt:Ser/Plas:Qn: | Fixed Rate Time Nephelometry
2013-12-05 | CEAPT | Carcinoembryonic Antigen (CEA), Peritoneal Fluid | CEAPN | CEA, Peritoneal Fluid | 40622-3 | Carcinoembryonic Ag:MCnc:Pt:Periton fld:Qn: | Immunoenzymatic Assay
2013-12-05 | FALG | Alpha Lactalbumin IgG | FALG | Alpha Lactalbumin IgG | 63418-8 | Lactalbumin alpha Ab.IgG:MCnc:Pt:Ser:Qn: | Enzyme Immunoassay (FEIA)
2013-12-05 | LLTOF | Leukemia and Lymphoma Phenotyping, Technical Only, Varies | CK072 | Final Diagnosis | 22637-3 | Path report.final diagnosis:Imp:Pt:Specimen:Nar: | Immunophenotyping
2013-12-05 | CFRCS | Bacterial Culture, Cystic Fibrosis with Antimicrobial Susceptibilities, Varies | CFRCS | Bacterial Culture,Cystic Fib +Susc | 44798-7 | Burkholderia sp identified:Prid:Pt:XXX:Nom:Organism specific culture | Conventional Culture Technique with Minimal Inhibitory Concentration (MIC) (Agar Dilution or Broth Microdilution or Gradient Diffusion) or Disk Diffusion (if appropriate)
2013-12-05 | CL_F | Chloride, Feces | CL_F | Chloride, F | 15158-9 | Chloride:SCnc:Pt:Stool:Qn: | Indirect Ion-Selective Electrode (ISE) Potentiometry
2013-12-05 | FHSTW | Histamine, Whole Blood | Z2753 | Histamine, Whole Blood | 46436-2 | Histamine:SCnc:Pt:Bld:Qn: | Quantitative Enzyme-Linked Immunosorbent Assay
2013-12-05 | OSMOF | Osmolality, Feces | OSMOF | Osmolality, F | 2693-0 | Osmolality:Osmol:Pt:Stool:Qn: | Freezing Point Depression
2013-12-05 | MYGLS | Myoglobin, Serum | MYGLS | Myoglobin, S | 2639-3 | Myoglobin:MCnc:Pt:Ser/Plas:Qn: | Electrochemiluminescent Immunoassay (ECLIA)
2013-12-05 | MYGLU | Myoglobin, Random, Urine | MYGLU | Myoglobin, Random, U | 2641-9 | Myoglobin:MCnc:Pt:Urine:Qn: | Electrochemiluminescent Immunoassay (ECLIA)
2013-11-15 | FIL2M | Interleukin 2 | FIL2M | Interleukin 2 | 33939-0 | Interleukin 2:MCnc:Pt:Ser/Plas:Qn: | Quantitative Multiplex Bead Assay
2013-11-15 | FACEC | Angiotensin Converting Enzyme, CSF | FACEC | Angiotensin Convert Enzyme CSF | 12480-0 | Angiotensin converting enzyme:CCnc:Pt:CSF:Qn: | Quantitative Spectrophotometry
2013-11-11 | GAL3 | Galectin-3, Serum | 86202 | Galectin-3, S | 62419-7 | Galectin 3:MCnc:Pt:Ser/Plas:Qn: | Enzyme-Linked Immunosorbent Assay (ELISA)
2013-09-27 | MELN | Melons, IgE, Serum | MELN | Melons, IgE | 57884-9 | Cucumis melo spp Ab.IgE:ACnc:Pt:Ser:Qn: | Fluorescence Enzyme Immunoassay (FEIA)
2013-09-17 | SBL | Blastomyces Antibody Immunodiffusion, Serum | 15125 | Blastomyces Immunodiffusion | 5058-3 | Blastomyces dermatitidis Ab:ACnc:Pt:Ser:Ord:Immune diffusion | Immunodiffusion
2013-09-17 | PARID | Parasite Identification, Varies | PARID | Parasite Identification | 20932-0 | Parasite identified:Prid:Pt:XXX:Nom:Inspection | BUG: Arthropod and Artifact Identification WORMY: Gross and Microscopic Examination
2013-09-17 | LYWB | Lyme Disease Antibody, Immunoblot, Serum | 6241 | Interpretation | 12781-1 | Borrelia burgdorferi Ab band pattern:Imp:Pt:Ser:Nom:IB | Immunoblot Microarray
2013-09-17 | CFRC | Bacterial Culture, Cystic Fibrosis, Respiratory | CFRC | Bacterial Culture, Cystic Fibrosis | 44798-7 | Burkholderia sp identified:Prid:Pt:XXX:Nom:Organism specific culture | Conventional Culture Technique
2013-09-17 | ASB | Arsenic, Blood | 32190 | Arsenic, B | 5583-0 | Arsenic:MCnc:Pt:Bld:Qn: | Triple Quadrupole Inductively Coupled Plasma Mass Spectrometry (ICP-MS/MS)
2013-08-27 | CLZ | Clozapine, Serum | 33841 | Norclozapine | 10992-6 | Norclozapine:MCnc:Pt:Ser/Plas:Qn: | Liquid Chromatography Tandem Mass Spectrometry (LC-MS/MS)
2013-08-27 | CLZ | Clozapine, Serum | 33842 | Clozapine+Norclozapine Total | 12375-2 | Clozapine+Norclozapine:MCnc:Pt:Ser/Plas:Qn: | Liquid Chromatography Tandem Mass Spectrometry (LC-MS/MS)
2013-08-27 | AAQP | Amino Acids, Quantitative, Plasma | 32347 | Allo-isoleucine | 22670-4 | Alloisoleucine:SCnc:Pt:Ser/Plas:Qn: | Liquid Chromatography Tandem Mass Spectrometry (LC-MS/MS) Portions of this test are covered by patents held by Quest Diagnostics
2013-08-27 | AAQP | Amino Acids, Quantitative, Plasma | 3512 | Taurine | 20657-3 | Taurine:SCnc:Pt:Ser/Plas:Qn: | Liquid Chromatography Tandem Mass Spectrometry (LC-MS/MS) Portions of this test are covered by patents held by Quest Diagnostics
2013-08-27 | AAQP | Amino Acids, Quantitative, Plasma | 3515 | Threonine | 20658-1 | Threonine:SCnc:Pt:Ser/Plas:Qn: | Liquid Chromatography Tandem Mass Spectrometry (LC-MS/MS) Portions of this test are covered by patents held by Quest Diagnostics
2013-08-27 | AAQP | Amino Acids, Quantitative, Plasma | 3517 | Asparagine | 20638-3 | Asparagine:SCnc:Pt:Ser/Plas:Qn: | Liquid Chromatography Tandem Mass Spectrometry (LC-MS/MS) Portions of this test are covered by patents held by Quest Diagnostics
2013-08-27 | AAQP | Amino Acids, Quantitative, Plasma | 3519 | Proline | 20655-7 | Proline:SCnc:Pt:Ser/Plas:Qn: | Liquid Chromatography Tandem Mass Spectrometry (LC-MS/MS) Portions of this test are covered by patents held by Quest Diagnostics
2013-08-27 | AAQP | Amino Acids, Quantitative, Plasma | 3522 | Glycine | 20644-1 | Glycine:SCnc:Pt:Ser/Plas:Qn: | Liquid Chromatography Tandem Mass Spectrometry (LC-MS/MS) Portions of this test are covered by patents held by Quest Diagnostics
2013-08-27 | AAQP | Amino Acids, Quantitative, Plasma | 3524 | Alpha-amino-n-butyric Acid | 20634-2 | Alpha aminobutyrate:SCnc:Pt:Ser/Plas:Qn: | Liquid Chromatography Tandem Mass Spectrometry (LC-MS/MS) Portions of this test are covered by patents held by Quest Diagnostics
2013-08-27 | AAQP | Amino Acids, Quantitative, Plasma | 3526 | Cystine | 22672-0 | Cystine:SCnc:Pt:Ser/Plas:Qn: | Liquid Chromatography Tandem Mass Spectrometry (LC-MS/MS) Portions of this test are covered by patents held by Quest Diagnostics
2013-08-27 | AAQP | Amino Acids, Quantitative, Plasma | 3528 | Isoleucine | 20648-2 | Isoleucine:SCnc:Pt:Ser/Plas:Qn: | Liquid Chromatography Tandem Mass Spectrometry (LC-MS/MS) Portions of this test are covered by patents held by Quest Diagnostics
2013-08-27 | AAQP | Amino Acids, Quantitative, Plasma | 3530 | Tyrosine | 20660-7 | Tyrosine:SCnc:Pt:Ser/Plas:Qn: | Liquid Chromatography Tandem Mass Spectrometry (LC-MS/MS) Portions of this test are covered by patents held by Quest Diagnostics
2013-08-27 | AAQP | Amino Acids, Quantitative, Plasma | 3532 | Beta-Alanine | 26604-9 | Beta alanine:SCnc:Pt:Ser/Plas:Qn: | Liquid Chromatography Tandem Mass Spectrometry (LC-MS/MS) Portions of this test are covered by patents held by Quest Diagnostics
2013-08-27 | AAQP | Amino Acids, Quantitative, Plasma | 3534 | Lysine | 20650-8 | Lysine:SCnc:Pt:Ser/Plas:Qn: | Liquid Chromatography Tandem Mass Spectrometry (LC-MS/MS) Portions of this test are covered by patents held by Quest Diagnostics
2013-08-27 | AAQP | Amino Acids, Quantitative, Plasma | 3536 | Arginine | 20637-5 | Arginine:SCnc:Pt:Ser/Plas:Qn: | Liquid Chromatography Tandem Mass Spectrometry (LC-MS/MS) Portions of this test are covered by patents held by Quest Diagnostics
2013-08-27 | AAQP | Amino Acids, Quantitative, Plasma | 3516 | Serine | 20656-5 | Serine:SCnc:Pt:Ser/Plas:Qn: | Liquid Chromatography Tandem Mass Spectrometry (LC-MS/MS) Portions of this test are covered by patents held by Quest Diagnostics
2013-08-27 | AAQP | Amino Acids, Quantitative, Plasma | 3518 | Glutamine | 20643-3 | Glutamine:SCnc:Pt:Ser/Plas:Qn: | Liquid Chromatography Tandem Mass Spectrometry (LC-MS/MS) Portions of this test are covered by patents held by Quest Diagnostics
2013-08-27 | AAQP | Amino Acids, Quantitative, Plasma | 3520 | Glutamic Acid | 20642-5 | Glutamate:SCnc:Pt:Ser/Plas:Qn: | Liquid Chromatography Tandem Mass Spectrometry (LC-MS/MS) Portions of this test are covered by patents held by Quest Diagnostics
2013-08-27 | AAQP | Amino Acids, Quantitative, Plasma | 3521 | Citrulline | 20640-9 | Citrulline:SCnc:Pt:Ser/Plas:Qn: | Liquid Chromatography Tandem Mass Spectrometry (LC-MS/MS) Portions of this test are covered by patents held by Quest Diagnostics
2013-08-27 | AAQP | Amino Acids, Quantitative, Plasma | 3523 | Alanine | 20636-7 | Alanine:SCnc:Pt:Ser/Plas:Qn: | Liquid Chromatography Tandem Mass Spectrometry (LC-MS/MS) Portions of this test are covered by patents held by Quest Diagnostics
2013-08-27 | AAQP | Amino Acids, Quantitative, Plasma | 3525 | Valine | 20661-5 | Valine:SCnc:Pt:Ser/Plas:Qn: | Liquid Chromatography Tandem Mass Spectrometry (LC-MS/MS) Portions of this test are covered by patents held by Quest Diagnostics
2013-08-27 | AAQP | Amino Acids, Quantitative, Plasma | 3527 | Methionine | 20651-6 | Methionine:SCnc:Pt:Ser/Plas:Qn: | Liquid Chromatography Tandem Mass Spectrometry (LC-MS/MS) Portions of this test are covered by patents held by Quest Diagnostics
2013-08-27 | AAQP | Amino Acids, Quantitative, Plasma | 3529 | Leucine | 20649-0 | Leucine:SCnc:Pt:Ser/Plas:Qn: | Liquid Chromatography Tandem Mass Spectrometry (LC-MS/MS) Portions of this test are covered by patents held by Quest Diagnostics
2013-08-27 | AAQP | Amino Acids, Quantitative, Plasma | 3531 | Phenylalanine | 14875-9 | Phenylalanine:SCnc:Pt:Ser/Plas:Qn: | Liquid Chromatography Tandem Mass Spectrometry (LC-MS/MS) Portions of this test are covered by patents held by Quest Diagnostics
2013-08-27 | AAQP | Amino Acids, Quantitative, Plasma | 3533 | Ornithine | 20652-4 | Ornithine:SCnc:Pt:Ser/Plas:Qn: | Liquid Chromatography Tandem Mass Spectrometry (LC-MS/MS) Portions of this test are covered by patents held by Quest Diagnostics
2013-08-27 | AAQP | Amino Acids, Quantitative, Plasma | 3535 | Histidine | 20645-8 | Histidine:SCnc:Pt:Ser/Plas:Qn: | Liquid Chromatography Tandem Mass Spectrometry (LC-MS/MS) Portions of this test are covered by patents held by Quest Diagnostics
2013-08-22 | TCP | T-Cell Subsets, Naive, Memory, and Activated, Blood | 29178 | Interpretation | 69052-9 |  | Flow Cytometry
2013-08-22 | TREGS | T-Cell Subsets, Regulatory (Tregs), Blood | 29177 | Interpretation | 69052-9 |  | Flow Cytometry
2013-08-22 | CD4RT | CD4 T-Cell Recent Thymic Emigrants, Blood | 29178 | Interpretation | 69052-9 |  | Flow Cytometry
2013-08-22 | GLIC | CD8 T-Cell Immune Competence, Global, Blood | 30645 | Interpretation | 69052-9 |  | Flow Cytometry
2013-08-22 | CMVC8 | Cytomegalovirus (CMV) CD8 T-Cell Immune Competence, Quantitative Assessment by Flow Cytometry, Blood | 28163 | Interpretation | 69052-9 |  | Flow Cytometry
2013-08-22 | HPFH | Hemoglobin F Distribution, Blood | 2104 | Interpretation | 59466-3 |  | Only orderable as a reflex. For more information see: -HAEV1 / Hemolytic Anemia Evaluation, Blood -HBEL1 / Hemoglobin Electrophoresis Evaluation, Blood -MEV1 / Methemoglobinemia Evaluation, Blood -REVE1 / Erythrocytosis Evaluation, Blood -THEV1 / Thalassemia and Hemoglobinopathy Evaluation, Blood Flow Cytometry
2013-08-15 | INAB | Insulin Antibodies, Serum | 8666 | Insulin Abs, S | 60463-7 |  | Radioimmunoassay (RIA)
2013-08-12 | BHCG | Beta-Human Chorionic Gonadotropin, Quantitative, Serum | BHCG | Beta-HCG, Quantitative, S | 21198-7 | Choriogonadotropin.beta subunit:ACnc:Pt:Ser/Plas:Qn: | Electrochemiluminescence Immunoassay (ECLIA)
2013-08-09 | MTRNA | Trichomonas vaginalis, Nucleic Acid Amplification, Varies | SRC6 | SOURCE: | 31208-2 | Specimen source:Prid:Pt:XXX:Nom: | Transcription-Mediated Amplification
2013-08-08 | CBSRP | Coxiella burnetii (Q Fever), Molecular Detection, PCR, Serum | 35189 | Specimen Source | 31208-2 | Specimen source:Prid:Pt:XXX:Nom: | Real-Time Polymerase Chain Reaction (PCR)
2013-08-08 | CBBRP | Coxiella burnetii (Q fever), Molecular Detection, PCR, Blood | 35191 | Specimen Source | 31208-2 | Specimen source:Prid:Pt:XXX:Nom: | Real-Time Polymerase Chain Reaction (PCR)
2013-08-08 | 199PC | Carbohydrate Antigen 19-9 (CA 19-9), Pancreatic Cyst Fluid | SITE6 | Site | 39111-0 | Body site:Anat:Pt:^Patient:Nom: | Immunoenzymatic Assay
2013-08-08 | AFPPT | Alpha-Fetoprotein (AFP), Peritoneal Fluid | SITEF | Site | 39111-0 | Body site:Anat:Pt:^Patient:Nom: | Immunoenzymatic Assay
2013-08-08 | AMLPC | Amylase, Pancreatic Cyst Fluid | SITE6 | Site | 39111-0 | Body site:Anat:Pt:^Patient:Nom: | Substrate Kinetic
2013-08-08 | CATLN | Calcitonin, Fine-Needle Aspiration Biopsy Needle Wash, Lymph Node | SITEB | Site | 39111-0 | Body site:Anat:Pt:^Patient:Nom: | Electrochemiluminescence Immunoassay
2013-08-08 | CEAPC | Carcinoembryonic Antigen (CEA), Pancreatic Cyst Fluid | SITE6 | Site | 39111-0 | Body site:Anat:Pt:^Patient:Nom: | Immunoenzymatic Assay
2013-08-08 | CEAPT | Carcinoembryonic Antigen (CEA), Peritoneal Fluid | SITED | Site | 39111-0 | Body site:Anat:Pt:^Patient:Nom: | Immunoenzymatic Assay
2013-08-08 | PFCEA | Carcinoembryonic Antigen (CEA), Pleural Fluid | SITE9 | Site | 39111-0 | Body site:Anat:Pt:^Patient:Nom: | Immunoenzymatic Assay
2013-08-08 | PTHFN | Parathyroid Hormone, Fine-Needle Aspiration Biopsy (FNAB)-Needle Wash | SITEA | Site | 39111-0 | Body site:Anat:Pt:^Patient:Nom: | Electrochemiluminescence Immunoassay
2013-08-08 | FMBNY | Fetomaternal Bleed, New York, Blood | 28246 | Remarks | 48767-8 | Annotation comment:Imp:Pt:{system}:Nar: | Flow Cytometry
2013-08-08 | FMB | Fetomaternal Bleed, Flow Cytometry, Blood | 4058 | Remarks | 48767-8 | Annotation comment:Imp:Pt:{system}:Nar: | Flow Cytometry
2013-08-08 | LLPT | Leukemia/Lymphoma Immunophenotyping, Flow Cytometry, Tissue | 19577 | Signing Pathologist: | 19139-5 | Pathologist name:ID:Pt:Provider:Nom: | Immunophenotyping
2013-08-07 | DCP | Des-Gamma-Carboxy Prothrombin, Serum | DCP | Des-Gamma-Carboxy Prothrombin, S | 34444-0 | Acarboxyprothrombin:MCnc:Pt:Ser/Plas:Qn: | Isotachophoresis with Laser-Induced Fluorescence
2013-08-07 | VITB2 | Riboflavin (Vitamin B2), Plasma | 61637 | Riboflavin (Vitamin B2), P | 2924-9 | Riboflavin:MCnc:Pt:Ser/Plas:Qn: | Liquid Chromatography Tandem Mass Spectrometry (LC-MS/MS) Portions of this test are covered by patents held by Quest Diagnostics
2013-08-07 | PLSD | Lysosomal and Peroxisomal Disorders Screen, Blood Spot | 34812 | Sphingomyelinase | 62316-5 | Acid sphingomyelinase:CCnc:Pt:Bld.dot:Qn: | Flow Injection Analysis Tandem Mass Spectrometry (MS/MS)
2013-08-07 | PLSD | Lysosomal and Peroxisomal Disorders Screen, Blood Spot | 34813 | Acid Alpha-Glucosidase | 55827-0 | Acid alpha glucosidase:CCnc:Pt:Bld.dot:Qn: | Flow Injection Analysis Tandem Mass Spectrometry (MS/MS)
2013-08-07 | PLSD | Lysosomal and Peroxisomal Disorders Screen, Blood Spot | 34815 | Alpha-Galactosidase | 55908-8 | Alpha galactosidase A:CCnc:Pt:Bld.dot:Qn: | Flow Injection Analysis Tandem Mass Spectrometry (MS/MS)
2013-08-07 | PLSD | Lysosomal and Peroxisomal Disorders Screen, Blood Spot | 34816 | Alpha-L-Iduronidase | 55909-6 | Alpha-L-iduronidase:CCnc:Pt:Bld.dot:Qn: | Flow Injection Analysis Tandem Mass Spectrometry (MS/MS)
2013-08-07 | PLSD | Lysosomal and Peroxisomal Disorders Screen, Blood Spot | 34821 | Interpretation (PLSD) | 62301-7 | Lysosomal storage disorders:Imp:Pt:Bld.dot:Nom: | Flow Injection Analysis Tandem Mass Spectrometry (MS/MS)
2013-08-07 | LPCBS | Lysophosphatidylcholines, LC MS/MS, Blood Spot | 34865 | Interpretation (LPCBS) | 59462-2 | Clinical biochemist review:Imp:Pt:XXX:Nar: | Liquid Chromatography Tandem Mass Spectrometry (LC-MS/MS)
2013-08-07 | AAQP | Amino Acids, Quantitative, Plasma | 34452 | Beta-aminoisobutyric Acid | 26605-6 | Beta aminoisobutyrate:SCnc:Pt:Ser/Plas:Qn: | Liquid Chromatography Tandem Mass Spectrometry (LC-MS/MS) Portions of this test are covered by patents held by Quest Diagnostics
2013-08-07 | AAQP | Amino Acids, Quantitative, Plasma | 34453 | 1-Methylhistidine | 20633-4 | 1-Methylhistidine:SCnc:Pt:Ser/Plas:Qn: | Liquid Chromatography Tandem Mass Spectrometry (LC-MS/MS) Portions of this test are covered by patents held by Quest Diagnostics
2013-08-07 | AAQP | Amino Acids, Quantitative, Plasma | 34454 | 3-Methylhistidine | 20635-9 | 3-Methylhistidine:SCnc:Pt:Ser/Plas:Qn: | Liquid Chromatography Tandem Mass Spectrometry (LC-MS/MS) Portions of this test are covered by patents held by Quest Diagnostics
2013-08-07 | AAQP | Amino Acids, Quantitative, Plasma | 34456 | Homocitrulline | 55876-7 | Homocitrulline:SCnc:Pt:Ser/Plas:Qn: | Liquid Chromatography Tandem Mass Spectrometry (LC-MS/MS) Portions of this test are covered by patents held by Quest Diagnostics
2013-08-07 | AAQP | Amino Acids, Quantitative, Plasma | 34458 | Hydroxyproline | 20647-4 | Hydroxyproline:SCnc:Pt:Ser/Plas:Qn: | Liquid Chromatography Tandem Mass Spectrometry (LC-MS/MS) Portions of this test are covered by patents held by Quest Diagnostics
2013-08-07 | AAQP | Amino Acids, Quantitative, Plasma | 34459 | Aspartic Acid | 20639-1 | Aspartate:SCnc:Pt:Ser/Plas:Qn: | Liquid Chromatography Tandem Mass Spectrometry (LC-MS/MS) Portions of this test are covered by patents held by Quest Diagnostics
2013-08-07 | AAQP | Amino Acids, Quantitative, Plasma | 34460 | Ethanolamine | 26608-0 | Ethanolamine:SCnc:Pt:Ser/Plas:Qn: | Liquid Chromatography Tandem Mass Spectrometry (LC-MS/MS) Portions of this test are covered by patents held by Quest Diagnostics
2013-08-07 | AAQP | Amino Acids, Quantitative, Plasma | 34461 | Sarcosine | 26613-0 | Sarcosine:SCnc:Pt:Ser/Plas:Qn: | Liquid Chromatography Tandem Mass Spectrometry (LC-MS/MS) Portions of this test are covered by patents held by Quest Diagnostics
2013-08-07 | AAQP | Amino Acids, Quantitative, Plasma | 34463 | Gamma-amino-n-butyric Acid | 26609-8 | Gamma aminobutyrate:SCnc:Pt:Ser/Plas:Qn: | Liquid Chromatography Tandem Mass Spectrometry (LC-MS/MS) Portions of this test are covered by patents held by Quest Diagnostics
2013-08-07 | AAQP | Amino Acids, Quantitative, Plasma | 34464 | Hydroxylysine | 26610-6 | Hydroxylysine:SCnc:Pt:Ser/Plas:Qn: | Liquid Chromatography Tandem Mass Spectrometry (LC-MS/MS) Portions of this test are covered by patents held by Quest Diagnostics
2013-08-07 | AAQP | Amino Acids, Quantitative, Plasma | 34465 | Tryptophan | 20659-9 | Tryptophan:SCnc:Pt:Ser/Plas:Qn: | Liquid Chromatography Tandem Mass Spectrometry (LC-MS/MS) Portions of this test are covered by patents held by Quest Diagnostics
2013-08-07 | AAQP | Amino Acids, Quantitative, Plasma | 34450 | Alpha-aminoadipic Acid | 26600-7 | Alpha aminoadipate:SCnc:Pt:Ser/Plas:Qn: | Liquid Chromatography Tandem Mass Spectrometry (LC-MS/MS) Portions of this test are covered by patents held by Quest Diagnostics
2013-08-07 | AAQP | Amino Acids, Quantitative, Plasma | 34451 | Cystathionine | 26607-2 | Cystathionine:SCnc:Pt:Ser/Plas:Qn: | Liquid Chromatography Tandem Mass Spectrometry (LC-MS/MS) Portions of this test are covered by patents held by Quest Diagnostics
2013-08-07 | VITK1 | Vitamin K1, Serum | 62167 | Vitamin K1, S | 9622-2 | Phytonadione:MCnc:Pt:Ser/Plas:Qn: | Liquid Chromatography Tandem Mass Spectrometry (LC-MS/MS)
2013-07-30 | CBRP | Coxiella burnetii (Q fever), Molecular Detection, PCR, Varies | SRCQF | Specimen Source | 31208-2 | Specimen source:Prid:Pt:XXX:Nom: | Real-Time Polymerase Chain Reaction (PCR)
2013-07-29 | MINT | Molecular Interpretation | 34648 | Molecular Interpretation | 69047-9 | Geneticist review:Imp:Pt:XXX:Nar: | Only orderable as part of a profile. For more information see HEMP / Hereditary Erythrocytosis Mutations. This is a consultative interpretation for the Hereditary Erythrocytosis Mutations test.
2013-07-24 | TPPA | Syphilis Antibody, Treponema pallidum Particle Agglutination, Serum | 61480 | Syphilis Ab by TP-PA, S | 24312-1 | Treponema pallidum Ab:ACnc:Pt:Ser:Ord:Aggl | Particle Agglutination
2013-07-10 | CGAK | Chromogranin A, Serum | CGAK | Chromogranin A, S | 9811-1 | Chromogranin A:MCnc:Pt:Ser/Plas:Qn: | Immunofluorescent Assay (IFA)
2013-06-27 | LYWB | Lyme Disease Antibody, Immunoblot, Serum | 23932 | IgM detected against: | 13503-8 | Borrelia burgdorferi Ab.IgM band pattern:Imp:Pt:Ser:Nom:IB | Immunoblot Microarray
2013-06-27 | LYWB | Lyme Disease Antibody, Immunoblot, Serum | 2992 | IgG detected against: | 13502-0 | Borrelia burgdorferi Ab.IgG band pattern:Imp:Pt:Ser:Nom:IB | Immunoblot Microarray
2013-06-20 | TBBS | Quantitative Lymphocyte Subsets: T, B, and Natural Killer (NK) Cells, Blood | 3326 | CD8 (T Cells) | 14135-8 | Cells.CD3+CD8+:NCnc:Pt:Bld:Qn: | Flow Cytometry
2013-06-20 | TBBS | Quantitative Lymphocyte Subsets: T, B, and Natural Killer (NK) Cells, Blood | 3327 | 4/8 Ratio | 54218-3 | Cells.CD3+CD4+/Cells.CD3+CD8+:NRto:Pt:Bld:Qn: | Flow Cytometry
2013-06-20 | TBNY | T, B and NK Lymphocyte Quantitation, New York, Blood | 3326 | CD8 (T Cells) | 14135-8 | Cells.CD3+CD8+:NCnc:Pt:Bld:Qn: | Fluorescent Flow Cytometry
2013-06-20 | TBNY | T, B and NK Lymphocyte Quantitation, New York, Blood | 3327 | 4/8 Ratio | 54218-3 | Cells.CD3+CD4+/Cells.CD3+CD8+:NRto:Pt:Bld:Qn: | Fluorescent Flow Cytometry
2013-06-20 | TCD4 | CD4 Count for Immune Monitoring, Blood | 3326 | CD8 (T Cells) | 14135-8 | Cells.CD3+CD8+:NCnc:Pt:Bld:Qn: | Flow Cytometry
2013-06-20 | TCD4 | CD4 Count for Immune Monitoring, Blood | 3327 | 4/8 Ratio | 54218-3 | Cells.CD3+CD4+/Cells.CD3+CD8+:NRto:Pt:Bld:Qn: | Flow Cytometry
2013-06-20 | CD4NY | CD4 Count for Monitoring, New York, Blood | 3326 | CD8 (T Cells) | 14135-8 | Cells.CD3+CD8+:NCnc:Pt:Bld:Qn: | Flow Cytometry
2013-06-20 | CD4NY | CD4 Count for Monitoring, New York, Blood | 3327 | 4/8 Ratio | 54218-3 | Cells.CD3+CD4+/Cells.CD3+CD8+:NRto:Pt:Bld:Qn: | Flow Cytometry
2013-06-20 | TBBS | Quantitative Lymphocyte Subsets: T, B, and Natural Killer (NK) Cells, Blood | 3322 | CD3 (T Cells) | 8122-4 | Cells.CD3:NCnc:Pt:Bld:Qn: | Flow Cytometry
2013-06-20 | TBBS | Quantitative Lymphocyte Subsets: T, B, and Natural Killer (NK) Cells, Blood | 3325 | CD4 (T Cells) | 24467-3 | Cells.CD3+CD4+:NCnc:Pt:Bld:Qn: | Flow Cytometry
2013-06-20 | TBNY | T, B and NK Lymphocyte Quantitation, New York, Blood | 3322 | CD3 (T Cells) | 8122-4 | Cells.CD3:NCnc:Pt:Bld:Qn: | Fluorescent Flow Cytometry
2013-06-20 | TBNY | T, B and NK Lymphocyte Quantitation, New York, Blood | 3325 | CD4 (T Cells) | 24467-3 | Cells.CD3+CD4+:NCnc:Pt:Bld:Qn: | Fluorescent Flow Cytometry
2013-06-20 | TCD4 | CD4 Count for Immune Monitoring, Blood | 3322 | CD3 (T Cells) | 8122-4 | Cells.CD3:NCnc:Pt:Bld:Qn: | Flow Cytometry
2013-06-20 | TCD4 | CD4 Count for Immune Monitoring, Blood | 3325 | CD4 (T Cells) | 24467-3 | Cells.CD3+CD4+:NCnc:Pt:Bld:Qn: | Flow Cytometry
2013-06-20 | CD4NY | CD4 Count for Monitoring, New York, Blood | 3322 | CD3 (T Cells) | 8122-4 | Cells.CD3:NCnc:Pt:Bld:Qn: | Flow Cytometry
2013-06-20 | CD4NY | CD4 Count for Monitoring, New York, Blood | 3325 | CD4 (T Cells) | 24467-3 | Cells.CD3+CD4+:NCnc:Pt:Bld:Qn: | Flow Cytometry
2013-06-20 | TBBS | Quantitative Lymphocyte Subsets: T, B, and Natural Killer (NK) Cells, Blood | 3319 | % CD4 (T Cells) | 8123-2 | Cells.CD3+CD4+/100 cells:NFr:Pt:Bld:Qn: | Flow Cytometry
2013-06-20 | TBBS | Quantitative Lymphocyte Subsets: T, B, and Natural Killer (NK) Cells, Blood | 3320 | % CD8 (T Cells) | 8101-8 | Cells.CD3+CD8+/100 cells:NFr:Pt:Bld:Qn: | Flow Cytometry
2013-06-20 | TBNY | T, B and NK Lymphocyte Quantitation, New York, Blood | 3319 | % CD4 (T Cells) | 8123-2 | Cells.CD3+CD4+/100 cells:NFr:Pt:Bld:Qn: | Fluorescent Flow Cytometry
2013-06-20 | TBNY | T, B and NK Lymphocyte Quantitation, New York, Blood | 3320 | % CD8 (T Cells) | 8101-8 | Cells.CD3+CD8+/100 cells:NFr:Pt:Bld:Qn: | Fluorescent Flow Cytometry
2013-06-20 | TCD4 | CD4 Count for Immune Monitoring, Blood | 3319 | % CD4 (T Cells) | 8123-2 | Cells.CD3+CD4+/100 cells:NFr:Pt:Bld:Qn: | Flow Cytometry
2013-06-20 | TCD4 | CD4 Count for Immune Monitoring, Blood | 3320 | % CD8 (T Cells) | 8101-8 | Cells.CD3+CD8+/100 cells:NFr:Pt:Bld:Qn: | Flow Cytometry
2013-06-20 | CD4NY | CD4 Count for Monitoring, New York, Blood | 3319 | % CD4 (T Cells) | 8123-2 | Cells.CD3+CD4+/100 cells:NFr:Pt:Bld:Qn: | Flow Cytometry
2013-06-20 | CD4NY | CD4 Count for Monitoring, New York, Blood | 3320 | % CD8 (T Cells) | 8101-8 | Cells.CD3+CD8+/100 cells:NFr:Pt:Bld:Qn: | Flow Cytometry
2013-05-16 | METAF | Metanephrines, Fractionated, 24 Hour, Urine | 2434 | Comment | 48767-8 | Annotation comment:Imp:Pt:{system}:Nar: | Liquid Chromatography Tandem Mass Spectrometry (LC-MS/MS)
2013-04-11 | URRP | Ureaplasma species, Molecular Detection, PCR, Varies | 35129 | Ureaplasma parvum PCR | 69933-0 | Ureaplasma parvum DNA:Threshold:Pt:XXX:Ord:Probe.amp.tar | Real-Time Polymerase Chain Reaction (PCR) using LightCycler and Fluorescent Resonance Energy Transfer (FRET)
2013-04-11 | 199PT | Carbohydrate Antigen 19-9 (CA 19-9), Peritoneal Fluid | 199PN | CA 19-9, Peritoneal Fluid | 50781-4 | Cancer Ag 19-9:ACnc:Pt:Periton fld:Qn: | Immunoenzymatic Assay
2013-04-11 | BGA | Beta-Galactosidase, Leukocytes | 34979 | Interpretation (BGA) | 59462-2 | Clinical biochemist review:Imp:Pt:XXX:Nar: | Fluorometric
2013-04-11 | URRP | Ureaplasma species, Molecular Detection, PCR, Varies | 35128 | Ureaplasma urealyticum PCR | 51988-4 | Ureaplasma urealyticum DNA:ACnc:Pt:XXX:Ord:Probe.amp.tar | Real-Time Polymerase Chain Reaction (PCR) using LightCycler and Fluorescent Resonance Energy Transfer (FRET)
2013-04-11 | CTRNA | Chlamydia trachomatis, Nucleic Acid Amplification, Varies | 34874 | Chlamydia trachomatis amplified RNA | 43304-5 | Chlamydia trachomatis rRNA:ACnc:Pt:XXX:Ord:Probe.amp.tar | Transcription-Mediated Amplification
2013-04-11 | GCRNA | Neisseria gonorrhoeae, Nucleic Acid Amplification, Varies | 34875 | Neisseria gonorrhoeae amplified RNA | 43305-2 | Neisseria gonorrhoeae rRNA:ACnc:Pt:XXX:Ord:Probe.amp.tar | Transcription Mediated Amplification
2013-04-11 | AAPD | Amino Acids, Quantitative, Random, Urine | 34481 | Argininosuccinic Acid | 32229-7 | Argininosuccinate/Creatinine:Ratio:Pt:Urine:Qn: | Liquid Chromatography Tandem Mass Spectrometry (LC-MS/MS) Portions of this test are covered by patents held by Quest Diagnostics
2013-04-11 | AAPD | Amino Acids, Quantitative, Random, Urine | 34483 | Homocitrulline | 32248-7 | Homocitrulline/Creatinine:Ratio:Pt:Urine:Qn: | Liquid Chromatography Tandem Mass Spectrometry (LC-MS/MS) Portions of this test are covered by patents held by Quest Diagnostics
2013-04-11 | HLLFH | Hematologic Disorders, Leukemia/Lymphoma; Flow Hold, Varies | CK075 | Final Diagnosis | 34574-4 | Path report.final diagnosis:Imp:Pt:Specimen:Nom: | Immunophenotyping
2013-04-11 | 199PT | Carbohydrate Antigen 19-9 (CA 19-9), Peritoneal Fluid | SITEE | Site | 39111-0 | Body site:Anat:Pt:^Patient:Nom: | Immunoenzymatic Assay
2013-04-11 | AAPD | Amino Acids, Quantitative, Random, Urine | 34478 | Aspartic Acid | 30061-6 | Aspartate/Creatinine:Ratio:Pt:Urine:Qn: | Liquid Chromatography Tandem Mass Spectrometry (LC-MS/MS) Portions of this test are covered by patents held by Quest Diagnostics
2013-04-11 | AAPD | Amino Acids, Quantitative, Random, Urine | 34480 | Sarcosine | 28610-4 | Sarcosine/Creatinine:Ratio:Pt:Urine:Qn: | Liquid Chromatography Tandem Mass Spectrometry (LC-MS/MS) Portions of this test are covered by patents held by Quest Diagnostics
2013-04-11 | AAPD | Amino Acids, Quantitative, Random, Urine | 34485 | Hydroxylysine | 30050-9 | Hydroxylysine/Creatinine:Ratio:Pt:Urine:Qn: | Liquid Chromatography Tandem Mass Spectrometry (LC-MS/MS) Portions of this test are covered by patents held by Quest Diagnostics
2013-04-11 | PF199 | Carbohydrate Antigen 19-9 (CA 19-9), Pleural Fluid | SITE8 | Site | 39111-0 | Body site:Anat:Pt:^Patient:Nom: | Immunoenzymatic Assay
2013-04-11 | AAPD | Amino Acids, Quantitative, Random, Urine | 34477 | Hydroxyproline | 28601-3 | Hydroxyproline/Creatinine:Ratio:Pt:Urine:Qn: | Liquid Chromatography Tandem Mass Spectrometry (LC-MS/MS) Portions of this test are covered by patents held by Quest Diagnostics
2013-04-11 | AAPD | Amino Acids, Quantitative, Random, Urine | 34479 | Ethanolamine | 28605-4 | Ethanolamine/Creatinine:Ratio:Pt:Urine:Qn: | Liquid Chromatography Tandem Mass Spectrometry (LC-MS/MS) Portions of this test are covered by patents held by Quest Diagnostics
2013-04-11 | AAPD | Amino Acids, Quantitative, Random, Urine | 34484 | Gamma-amino-n-butyric Acid | 28593-2 | Gamma aminobutyrate/Creatinine:Ratio:Pt:Urine:Qn: | Liquid Chromatography Tandem Mass Spectrometry (LC-MS/MS) Portions of this test are covered by patents held by Quest Diagnostics
2013-04-11 | AAPD | Amino Acids, Quantitative, Random, Urine | 34486 | Tryptophan | 28608-8 | Tryptophan/Creatinine:Ratio:Pt:Urine:Qn: | Liquid Chromatography Tandem Mass Spectrometry (LC-MS/MS) Portions of this test are covered by patents held by Quest Diagnostics
2013-04-11 | AACSF | Amino Acids, Quantitative, Spinal Fluid | 34569 | Sarcosine | 26598-3 | Sarcosine:SCnc:Pt:CSF:Qn: | Liquid Chromatography Tandem Mass Spectrometry (LC-MS/MS) Portions of this test are covered by patents held by Quest Diagnostics
2013-04-11 | AACSF | Amino Acids, Quantitative, Spinal Fluid | 34570 | Beta-alanine | 26589-2 | Beta alanine:SCnc:Pt:CSF:Qn: | Liquid Chromatography Tandem Mass Spectrometry (LC-MS/MS) Portions of this test are covered by patents held by Quest Diagnostics
2013-04-11 | AACSF | Amino Acids, Quantitative, Spinal Fluid | 34571 | 1-Methylhistidine | 26584-3 | 1-Methylhistidine:SCnc:Pt:CSF:Qn: | Liquid Chromatography Tandem Mass Spectrometry (LC-MS/MS) Portions of this test are covered by patents held by Quest Diagnostics
2013-04-11 | FPAB | Vitamin B5 (Pantothenic Acid) Bioassay | FPAB | Pantothenic Acid (B-5) Bioassay | 2722-7 | Pantothenate:MCnc:Pt:Ser/Plas/Bld:Qn: | Microbiological Assay
2013-04-11 | AACSF | Amino Acids, Quantitative, Spinal Fluid | 34567 | Aspartic Acid | 22655-5 | Aspartate:SCnc:Pt:CSF:Qn: | Liquid Chromatography Tandem Mass Spectrometry (LC-MS/MS) Portions of this test are covered by patents held by Quest Diagnostics
2013-04-11 | HLLFH | Hematologic Disorders, Leukemia/Lymphoma; Flow Hold, Varies | CK077 | Microscopic Description | 22635-7 | Path report.microscopic observation:Prid:Pt:Specimen:Nar:XXX stain | Immunophenotyping
2013-04-11 | IGGS4 | IgG4, Immunoglobulin Subclasses, Serum | IGGS4 | IgG4, Ig Subclasses | 2469-5 | IgG subclass 4:MCnc:Pt:Ser:Qn: | Turbidimetry
2013-04-11 | PF199 | Carbohydrate Antigen 19-9 (CA 19-9), Pleural Fluid | P199 | CA 19-9, Pleural Fluid | 19163-5 | Cancer Ag 19-9:ACnc:Pt:Plr fld:Qn: | Immunoenzymatic Assay
2012-11-13 | TACPK | Tacrolimus, Peak, Blood | TM01 | Time of last dose | 29637-6 | Time last dose:TmStp:Pt:Dose:Qn: | Liquid Chromatography Tandem Mass Spectrometry (LC-MS/MS)
2012-11-13 | TACPK | Tacrolimus, Peak, Blood | DAT7 | Date of last dose | 29742-4 | Date last dose:TmStp:Pt:Dose:Qn: | Liquid Chromatography Tandem Mass Spectrometry (LC-MS/MS)
2012-11-13 | TACPK | Tacrolimus, Peak, Blood | DOSE1 | Dose, mg | 32594-4 | Tacrolimus:Mass:Pt:Dose:Qn: | Liquid Chromatography Tandem Mass Spectrometry (LC-MS/MS)
2012-10-31 | HIPA | Hippuric Acid, Urine | Z1305 | Creatinine | 2161-8 | Creatinine:MCnc:Pt:Urine:Qn: | Colorimetry (C) High Performance Liquid Chromatography/Tandem Mass Spectrometry (LC-MS/MS)
2012-10-31 | CTU | Creatinine, 24 Hour, Urine | CRE_A | Creatinine, 24 HR, U | 2162-6 | Creatinine:MRat:24H:Urine:Qn: | Enzymatic Colorimetric Assay
2012-10-31 | POX | Fatty Acid Profile, Peroxisomal (C22-C26), Serum | 7144 | Comment | 48767-8 | Annotation comment:Imp:Pt:{system}:Nar: | Gas Chromatography Mass Spectrometry (GC-MS)
2012-10-31 | RALB | Albumin, Random, Urine | CRE2 | Creatinine | 2161-8 | Creatinine:MCnc:Pt:Urine:Qn: | Immunoturbidity/Enzymatic Colorimetric Assay
2012-10-31 | ADULT | Adulterants Survey, Random, Urine | 30914 | Comment | 48767-8 | Annotation comment:Imp:Pt:{system}:Nar: | Spectrophotometry (SP)
2012-10-31 | CD20B | CD20 on B Cells, Blood | 29583 | Comment | 48767-8 | Annotation comment:Imp:Pt:{system}:Nar: | Flow Cytometry
2012-10-31 | ACRN | Acylcarnitines, Quantitative, Plasma | 10322 | Comment (ACRN) | 48767-8 | Annotation comment:Imp:Pt:{system}:Nar: | Flow Injection Analysis-Tandem Mass Spectrometry (FIA-MS/MS)
2012-05-18 | AGABS | Alpha-Galactosidase, Blood Spot | 50885 | Source | 31208-2 | Specimen source:Prid:Pt:XXX:Nom: | Fluorometric Enzyme Assay
2012-05-18 | PMMIL | Phosphomannomutase and Phosphomannose Isomerase, Leukocytes | 50838 | Source | 31208-2 | Specimen source:Prid:Pt:XXX:Nom: | Colorimetric
2012-05-18 | PMSBB | Postmortem Screening, Bile and Blood Spot | 22677 | Source | 31208-2 | Specimen source:Prid:Pt:XXX:Nom: | Flow Injection Analysis-Tandem Mass Spectrometry (FIA-MS/MS)
2012-04-09 | FENTU | Fentanyl with Metabolite Confirmation, Random, Urine | 45532 | Fentanyl Interpretation | 69050-3 |  | Liquid Chromatography Tandem Mass Spectrometry (LC-MS/MS)
2012-04-09 | LPAGF | Lymphocyte Proliferation to Antigens, Blood | 32325 | Interpretation | 69052-9 |  | Flow Cytometry
2012-04-09 | FFRBS | Friedreich Ataxia, Frataxin, Quantitative, Blood Spot | 32252 | Interpretation | 59462-2 |  | Immunoassay
2012-04-09 | FFRWB | Friedreich Ataxia, Frataxin, Quantitative, Blood | 32256 | Interpretation | 59462-2 |  | Immunoassay
2012-04-09 | LPMGF | Lymphocyte Proliferation to Mitogens, Blood | 32317 | Interpretation | 69052-9 |  | Flow Cytometry
2012-04-09 | ALADW | Aminolevulinic Acid Dehydratase, Washed Erythrocytes | 31948 | Interpretation | 59462-2 |  | Enzymatic End point/Spectrofluorometric
2012-04-09 | PBGDW | Porphobilinogen Deaminase, Washed Erythrocytes | 31945 | Interpretation | 59462-2 |  | Enzymatic End Point/Spectrofluorometric
2012-04-09 | PEWE | Porphyrins Evaluation, Washed Erythrocytes | 31943 | Interpretation | 59462-2 |  | Spectrofluorometric
2012-04-09 | AMPHM | Amphetamine-Type Stimulants Confirmation, Meconium | 31882 | Interpretation | 69050-3 |  | Liquid Chromatography-Tandem Mass Spectrometry (LC-MS/MS)
2012-04-09 | 6MAMM | 6-Monoacetylmorphine (6-MAM), Confirmation, Meconium | 31875 | Interpretation | 69050-3 |  | Liquid Chromatography Tandem Mass Spectrometry (LC-MS/MS)
2012-04-09 | COKEM | Cocaine and Metabolites Confirmation, Meconium | 31864 | Interpretation | 69050-3 |  | Liquid Chromatography Tandem Mass Spectrometry (LC-MS/MS)
2012-04-09 | THCM | 11-nor-Delta-9-Tetrahydrocannabinol-9-Carboxylic Acid (Carboxy-THC) Confirmation, Meconium | 31876 | Interpretation | 69050-3 |  | Liquid Chromatography Tandem Mass Spectrometry (LC-MS/MS)
2012-04-09 | CDTA | Carbohydrate Deficient Transferrin, Adult, Serum | 31715 | Interpretation | 59462-2 |  | Affinity Chromatography/Mass Spectrometry (MS)
2012-04-09 | Q10 | Coenzyme Q10, Reduced and Total, Plasma | 30159 | Interpretation | 59462-2 |  | High-Performance Liquid Chromatography (HPLC) with Electrochemical Detection
2012-04-09 | PCPMC | Phencyclidine (PCP) Confirmation, Meconium | 29905 | Interpretation | 69050-3 |  | Liquid Chromatography Tandem Mass Spectrometry (LC-MS/MS)
2012-04-09 | PBGU | Porphobilinogen, Quantitative, Random, Urine | 29366 | Interpretation (PBGU) | 59462-2 |  | Liquid Chromatography Tandem Mass Spectrometry (LC-MS/MS)
2012-04-09 | PPFE | Protoporphyrins, Fractionation, Whole Blood | 29511 | Interpretation | 59462-2 |  | High-Performance Liquid Chromatography (HPLC) with Fluorescence Detection
2012-04-09 | PEE | Porphyrins Evaluation, Whole Blood | 29356 | Interpretation | 59462-2 |  | Spectrofluorometric
2012-04-09 | ALAD | Aminolevulinic Acid Dehydratase, Whole Blood | 28399 | Interpretation | 59462-2 |  | Enzymatic End point/Spectrofluorometric
2012-04-09 | ALPS | Alpha Beta Double-Negative T Cells for Autoimmune Lymphoproliferative Syndrome, Blood | 23975 | Interpretation | 69052-9 |  | Flow Cytometry
2012-04-09 | XHIM | X-Linked Hyper IgM Syndrome, Blood | 23901 | Interpretation | 69052-9 |  | Flow Cytometry
2012-04-09 | PQNU | Porphyrins, Quantitative, 24 Hour, Urine | 23403 | Interpretation | 59462-2 |  | High-Performance Liquid Chromatography (HPLC) with Fluorometric Detection/Liquid Chromatography Tandem Mass Spectrometry (LC-MS/MS)
2012-04-09 | AMPHU | Amphetamines Confirmation, Random, Urine | 21197 | Amphetamines Interpretation | 69050-3 |  | Liquid Chromatography Tandem Mass Spectrometry (LC-MS/MS)
2012-04-09 | PCPU | Phencyclidine Confirmation, Random, Urine | 21192 | Phencyclidine Interpretation | 69050-3 |  | Gas Chromatography Mass Spectrometry (GC-MS) Confirmation with Quantitation
2012-04-09 | THCU | Delta-8 and Delta-9-Carboxy-Tetrahydrocannabinol (THC) Confirmation, Random, Urine | 21186 | Carboxy-THC Interpretation | 69050-3 |  | Liquid Chromatography Tandem Mass Spectrometry (LC-MS/MS)
2012-04-09 | MTDNU | Methadone Confirmation, Random, Urine | 21107 | Methadone Interpretation | 69050-3 |  | Gas Chromatography Mass Spectrometry (GC-MS) Confirmation with Quantitation
2012-04-09 | COKEU | Cocaine and Metabolite Confirmation, Random, Urine | 20671 | Cocaine Interpretation | 69050-3 |  | Gas Chromatography Mass Spectrometry (GC-MS) Confirmation with Quantitation
2012-04-09 | BARBU | Barbiturates Confirmation, Random, Urine | 20651 | Barbiturates Interpretation | 69050-3 |  | Gas Chromatography Mass Spectrometry (GC-MS)
2012-04-09 | FAPCP | Fatty Acid Profile, Comprehensive (C8-C26), Serum | 17056 | Interpretation | 59462-2 |  | Gas Chromatography Mass Spectrometry (GC-MS) Stable Isotope Dilution
2012-04-09 | FAPEP | Fatty Acid Profile, Essential, Serum | 17054 | Interpretation | 59462-2 |  | Gas Chromatography Mass Spectrometry (GC-MS) Stable Isotope Dilution Analysis
2012-04-09 | FAPM | Fatty Acid Profile, Mitochondrial (C8-C18), Serum | 17055 | Interpretation | 59462-2 |  | Gas Chromatography Mass Spectrometry (GC-MS) Stable Isotope Dilution
2012-04-05 | CARN | Carnitine, Plasma | 21549 | Interpretation | 59462-2 |  | Flow Injection Analysis-Tandem Mass Spectrometry (FIA-MS/MS)
2012-04-05 | CARNS | Carnitine, Serum | 32049 | Interpretation | 59462-2 |  | Flow Injection Analysis-Tandem Mass Spectrometry (FIA-MS/MS)
2012-04-05 | CARNU | Carnitine, Random, Urine | 21550 | Interpretation | 59462-2 |  | Flow Injection Analysis-Tandem Mass Spectrometry (FIA-MS/MS)
2012-04-05 | PTNT | Prothrombin G20210A Mutation, Blood | 21804 | PTNT Interpretation | 69049-5 |  | Direct Variant Analysis
2012-04-05 | PBLI | Plasma Cell Assessment, Blood | 26839 | PC Event Interpretation | 69052-9 |  | Flow Cytometry
2012-04-02 | FAO | Fatty Acid Oxidation Probe Assay, Fibroblast Culture | 23487 | Interpretation | 59462-2 |  | Fibroblasts Incubated with Enriched Medium followed by Tandem Mass Spectrometry (MS/MS)
2012-04-02 | NAGS | Hexosaminidase A and Total Hexosaminidase, Serum | 27216 | Interpretation (NAGS) | 59462-2 |  | Heat Inactivation, Fluorometric, Automated
2012-04-02 | AGABS | Alpha-Galactosidase, Blood Spot | 50890 | Interpretation | 59462-2 |  | Fluorometric Enzyme Assay
2012-04-02 | AGAS | Alpha-Galactosidase, Serum | 50584 | Interpretation | 59462-2 |  | Fluorometric
2012-04-02 | ARSAW | Arylsulfatase A, Leukocytes | 32437 | Interpretation | 59462-2 |  | Colorimetric Enzyme Assay
2012-04-02 | BIOTS | Biotinidase, Serum | 50673 | Interpretation | 59462-2 |  | Colorimetric
2012-04-02 | HYOX | Hyperoxaluria Panel, Random, Urine | 29982 | Interpretation | 59462-2 |  | Gas Chromatography Mass Spectrometry (GC-MS)
2012-04-02 | PIPA | Pipecolic Acid, Serum | 29962 | Interpretation | 59462-2 |  | Gas Chromatography Mass Spectrometry (GC-MS)
2012-04-02 | HCMM | Homocysteine (Total), Methylmalonic Acid, and Methylcitric Acid, Blood Spot | 50255 | Interpretation | 59462-2 |  | Liquid Chromatography Tandem Mass Spectrometry (LC-MS/MS)
2012-04-02 | PMMIL | Phosphomannomutase and Phosphomannose Isomerase, Leukocytes | 50844 | Interpretation | 59462-2 |  | Colorimetric
2012-04-02 | SLO | Smith-Lemli-Opitz Screen, Plasma | 29972 | Interpretation | 59462-2 |  | Gas Chromatography Mass Spectrometry (GC-MS)
2012-04-02 | SUAC | Succinylacetone, Blood Spot | 22714 | Interpretation | 59462-2 |  | Liquid Chromatography Tandem Mass Spectrometry (LC-MS/MS)
2012-04-02 | PIPU | Pipecolic Acid, Random, Urine | 29952 | Interpretation | 59462-2 |  | Gas Chromatography Mass Spectrometry (GC-MS)
2012-04-02 | STER | Sterols, Plasma | 29942 | Interpretation | 59462-2 |  | Gas Chromatography Mass Spectrometry (GC-MS)
2012-03-15 | ORNG | Orange, IgE, Serum | ORNG | Orange, IgE | 6194-5 | Citrus sinensis Ab.IgE:ACnc:Pt:Ser:Qn: | Fluorescence Enzyme Immunoassay (FEIA)
2012-03-15 | OSCAL | Osteocalcin, Serum | OSCAL | Osteocalcin, S | 2697-1 | Osteocalcin:MCnc:Pt:Ser/Plas:Qn: | Electrochemiluminescence Immunoassay (ECLIA)
2012-03-15 | OVMU | Ovomucoid, IgE, Serum | OVMU | Ovomucoid, IgE | 7557-2 | Ovomucoid Ab.IgE:ACnc:Pt:Ser:Qn: | Fluorescence Enzyme Immunoassay (FEIA)
2012-03-15 | PACP | Prostatic Acid Phosphatase, Serum | PACP | Prostatic Acid Phosphatase, S | 20420-6 | Acid phosphatase.prostatic:MCnc:Pt:Ser:Qn: | Automated Chemiluminescent Immunometric Assay
2012-03-15 | PAHD | Phthalic Anhydride, IgE, Serum | PAHD | Phthalic Anhydride, IgE | 7601-8 | Phthalic anhydride Ab.IgE:ACnc:Pt:Ser:Qn: | Fluorescence Enzyme Immunoassay (FEIA)
2012-03-15 | NUTH | Hazelnut-Food, IgE, Serum | NUTH | Hazelnut-Food, IgE | 6136-6 | Corylus avellana Ab.IgE:ACnc:Pt:Ser:Qn: | Fluorescence Enzyme Immunoassay (FEIA)
2012-03-15 | OAK | Oak, IgE, Serum | OAK | Oak, IgE | 6189-5 | Quercus alba Ab.IgE:ACnc:Pt:Ser:Qn: | Fluorescence Enzyme Immunoassay (FEIA)
2012-03-15 | OATC | Cultivated Oat, IgE, Serum | OATC | Cultivated Oat, IgE | 6093-9 | Avena sativa cultivated Ab.IgE:ACnc:Pt:Ser:Qn: | Fluorescence Enzyme Immunoassay (FEIA)
2012-03-15 | OATS | Oat, IgE, Serum | OATS | Oat, IgE | 6190-3 | Avena sativa Ab.IgE:ACnc:Pt:Ser:Qn: | Fluorescence Enzyme Immunoassay (FEIA)
2012-03-15 | OCTO | Octopus, IgE, Serum | OCTO | Octopus, IgE | 10944-7 | Octopus vulgaris Ab.IgE:ACnc:Pt:Ser:Qn: | Fluorescence Enzyme Immunoassay (FEIA)
2012-03-15 | OLIV | Olive Tree, IgE, Serum | OLIV | Olive-Tree, IgE | 6192-9 | Olea europaea pollen Ab.IgE:ACnc:Pt:Ser:Qn: | Fluorescence Enzyme Immunoassay (FEIA)
2012-03-15 | ONIN | Onion, IgE, Serum | ONIN | Onion, IgE | 6193-7 | Allium cepa Ab.IgE:ACnc:Pt:Ser:Qn: | Fluorescence Enzyme Immunoassay (FEIA)
2012-03-15 | ORCH | Orchard Grass, IgE, Serum | ORCH | Orchard Grass, IgE | 6195-2 | Dactylis glomerata Ab.IgE:ACnc:Pt:Ser:Qn: | Fluorescence Enzyme Immunoassay (FEIA)
2012-03-15 | OREG | Oregano, IgE, Serum | OREG | Oregano, IgE | 7552-3 | Origanum vulgare Ab.IgE:ACnc:Pt:Ser:Qn: | Fluorescence Enzyme Immunoassay (FEIA)
2012-03-15 | OVAL | Ovalbumin, IgE, Serum | OVAL | Ovalbumin, IgE | 7556-4 | Ovalbumin Ab.IgE:ACnc:Pt:Ser:Qn: | Fluorescence Enzyme Immunoassay (FEIA)
2012-03-15 | 1STT1 | First Trimester Maternal Screen, Serum | NUMF | Number of Fetuses | 55281-0 | Fetuses:Num:Pt:^Patient:Qn: | Immunoenzymatic Assay
2012-03-15 | OXU | Oxalate, 24 Hour, Urine | OCATE | Oxalate, 24 Hr, U (mmol/24 hr) | 14862-7 | Oxalate:SRat:24H:Urine:Qn: | Enzymatic
2012-03-15 | OXI | Ox-Eye Daisy, IgE, Serum | OXI | Ox-Eye Daisy, IgE | 6196-0 | Chrysanthemum leucanthemum Ab.IgE:ACnc:Pt:Ser:Qn: | Fluorescence Enzyme Immunoassay (FEIA)
2012-03-15 | OYST | Oyster, IgE, Serum | OYST | Oyster, IgE | 7558-0 | Ostrea edulis Ab.IgE:ACnc:Pt:Ser:Qn: | Fluorescence Enzyme Immunoassay (FEIA)
2012-03-15 | PHMA | Phoma betae, IgE, Serum | PHMA | Phoma Betae, IgE | 6216-6 | Phoma betae Ab.IgE:ACnc:Pt:Ser:Qn: | Fluorescence Enzyme Immunoassay (FEIA)
2012-03-15 | PIGF | Pigeon Feathers, IgE, Serum | PIGF | Pigeon Feathers, IgE | 10948-8 | Pigeon feather Ab.IgE:ACnc:Pt:Ser:Qn: | Fluorescence Enzyme Immunoassay (FEIA)
2012-03-15 | PSAFT | Prostate-Specific Antigen (PSA), Total and Free, Serum | PSA_R | Free PSA/PSA Ratio | 12841-3 | Prostate specific Ag.free/Prostate specific Ag.total:MFr:Pt:Ser/Plas:Qn: | Electrochemiluminescent Immunoassay (ECLIA)
2012-03-15 | OXU | Oxalate, 24 Hour, Urine | OXU1 | Oxalate, 24 Hr, U (mg/24 hr) | 2701-1 | Oxalate:MRat:24H:Urine:Qn: | Enzymatic
2012-03-15 | PAPR | Paprika, IgE, Serum | PAPR | Paprika, IgE | 7563-0 | Capsicum annuum Ab.IgE:ACnc:Pt:Ser:Qn: | Fluorescence Enzyme Immunoassay (FEIA)
2012-03-15 | PAPY | Papaya, IgE, Serum | PAPY | Papaya, IgE | 6850-2 | Carica papaya Ab.IgE:ACnc:Pt:Ser:Qn: | Fluorescence Enzyme Immunoassay (FEIA)
2012-03-15 | PBHA | Lead, Hair | PBHSC | Specimen Source | 31208-2 | Specimen source:Prid:Pt:XXX:Nom: | Inductively Coupled Plasma-Mass Spectrometry (ICP-MS)
2012-03-15 | PBNA | Lead, Nails | PBNSC | Specimen Source | 31208-2 | Specimen source:Prid:Pt:XXX:Nom: | Inductively Coupled Plasma-Mass Spectrometry (ICP-MS)
2012-03-15 | PBPO | Penicillin G, IgE, Serum | PBPO | Penicillin G, IgE | 6851-0 | Penicillin G Ab.IgE:ACnc:Pt:Ser:Qn: | Fluorescence Enzyme Immunoassay (FEIA)
2012-03-15 | PCAB | Parietal Cell Antibodies, IgG, Serum | PCAB | Parietal Cell Ab, IgG, S | 40960-7 | Parietal cell Ab.IgG:ACnc:Pt:Ser:Qn: | Enzyme-Linked Immunosorbent Assay (ELISA)
2012-03-15 | PEAR | Pear, IgE, Serum | PEAR | Pear, IgE | 6207-5 | Pyrus communis Ab.IgE:ACnc:Pt:Ser:Qn: | Fluorescence Enzyme Immunoassay (FEIA)
2012-03-15 | PERS | Persimmon, IgE, Serum | PERS | Persimmon, IgE | 10947-0 | Diospyros kaki Ab.IgE:ACnc:Pt:Ser:Qn: | Fluorescence Enzyme Immunoassay (FEIA)
2012-03-15 | PECH | Peach, IgE, Serum | PECH | Peach, IgE | 6205-9 | Prunus persica Ab.IgE:ACnc:Pt:Ser:Qn: | Fluorescence Enzyme Immunoassay (FEIA)
2012-03-15 | PFRUT | Passion Fruit, IgE, Serum | PFRUT | Passion Fruit, IgE | 10946-2 | Passiflora edulis Ab.IgE:ACnc:Pt:Ser:Qn: | Fluorescence Enzyme Immunoassay (FEIA)
2012-03-15 | METAF | Metanephrines, Fractionated, 24 Hour, Urine | TM50 | Collection Duration (h) | 13362-9 | Collection duration:Time:*:Urine:Qn: | Liquid Chromatography Tandem Mass Spectrometry (LC-MS/MS)
2012-03-15 | PEAN | Peanut, IgE, Serum | PEAN | Peanut, IgE | 6206-7 | Arachis hypogaea Ab.IgE:ACnc:Pt:Ser:Qn: | Fluorescence Enzyme Immunoassay (FEIA)
2012-03-15 | PLUM | Plum, IgE, Serum | PLUM | Plum, IgE | 6853-6 | Prunus domestica Ab.IgE:ACnc:Pt:Ser:Qn: | Fluorescence Enzyme Immunoassay (FEIA)
2012-03-15 | POTA | White Potato, IgE, Serum | POTA | White Potato, IgE | 6220-8 | Solanum tuberosum Ab.IgE:ACnc:Pt:Ser:Qn: | Fluorescence Enzyme Immunoassay (FEIA)
2012-03-15 | UIOD | Iodine, 24 Hour, Urine | TIME5 | Collection Duration | 13362-9 | Collection duration:Time:*:Urine:Qn: | Inductively Coupled Plasma Mass Spectrometry (ICP-MS)
2012-03-15 | PEC | Pecan-Food, IgE, Serum | PEC | Pecan-Food, IgE | 6208-3 | Carya illinoinensis nut Ab.IgE:ACnc:Pt:Ser:Qn: | Fluorescence Enzyme Immunoassay (FEIA)
2012-03-15 | PENIV | Penicillin V, IgE, Serum | PENIV | Penicillin V, IgE | 6210-9 | Penicillin V Ab.IgE:ACnc:Pt:Ser:Qn: | Fluorescence Enzyme Immunoassay (FEIA)
2012-03-15 | PIGE | Pig Epithelium, IgE, Serum | PIGE | Pig Epithelium, IgE | 6262-0 | Swine epithelium Ab.IgE:ACnc:Pt:Ser:Qn: | Fluorescence Enzyme Immunoassay (FEIA)
2012-03-15 | PINE | Pine Nut, IgE, Serum | PINE | Pine Nut, IgE | 10954-6 | Pinus edulis Ab.IgE:ACnc:Pt:Ser:Qn: | Fluorescence Enzyme Immunoassay (FEIA)
2012-03-15 | PJUD | Parietaria judaica, IgE, Serum | PJUD | Parietaria Judaica, IgE | 6199-4 | Parietaria judaica Ab.IgE:ACnc:Pt:Ser:Qn: | Fluorescence Enzyme Immunoassay (FEIA)
2012-03-15 | PNAP | Pineapple, IgE, Serum | PNAP | Pineapple, IgE | 6218-2 | Ananas comosus Ab.IgE:ACnc:Pt:Ser:Qn: | Fluorescence Enzyme Immunoassay (FEIA)
2012-03-15 | POPSD | Poppy Seed, IgE, Serum | POPSD | Poppy Seed, IgE | 7623-2 | Papaver somniferum Ab.IgE:ACnc:Pt:Ser:Qn: | Fluorescence Enzyme Immunoassay (FEIA)
2012-03-15 | CBC | Complete Blood Cell Count (CBC) with Differential, Blood | PLTC | Platelet Count | 777-3 | Platelets:NCnc:Pt:Bld:Qn:Automated count | RF/DC (Radio Frequency/Direct Current) Detection/Hydrodynamic Focusing (DC Detection), Flow Cytometry (Using a Semiconductor Laser)/Sodium Lauryl Sulfate (SLS) Hemoglobin
2012-03-15 | MNU | Manganese, 24 Hour, Urine | TM26 | Collection Duration | 13362-9 | Collection duration:Time:*:Urine:Qn: | Triple-Quadrupole Inductively Coupled Plasma-Mass Spectrometry (ICP-MS/MS)
2012-03-15 | PISTA | Pistachio, IgE, Serum | PISTA | Pistachio, IgE | 7613-3 | Pistacia vera Ab.IgE:ACnc:Pt:Ser:Qn: | Fluorescence Enzyme Immunoassay (FEIA)
2012-03-15 | PLAI | Plaice, IgE, Serum | PLAI | Plaice, IgE | 10959-5 | Pleuronectes platessa Ab.IgE:ACnc:Pt:Ser:Qn: | Fluorescence Enzyme Immunoassay (FEIA)
2012-03-15 | PMLK | Milk, Processed, IgE, Serum | PMLK | Milk, Processed, IgE | 6174-7 | Milk Ab.IgE:ACnc:Pt:Ser:Qn: | Fluorescence Enzyme Immunoassay (FEIA)
2012-03-15 | POFF | Parietaria officinalis, IgE, Serum | POFF | Parietaria Officinalis, IgE | 6200-0 | Parietaria officinalis Ab.IgE:ACnc:Pt:Ser:Qn: | Fluorescence Enzyme Immunoassay (FEIA)
2012-03-15 | PORK | Pork, IgE, Serum | PORK | Pork, IgE | 6219-0 | Pork Ab.IgE:ACnc:Pt:Ser:Qn: | Fluorescence Enzyme Immunoassay (FEIA)
2012-03-15 | POU | Phosphorus, 24 Hour, Urine | POUU | Phosphorus, 24 HR, U | 2779-7 | Phosphate:MRat:24H:Urine:Qn: | Molybdic Acid
2012-03-15 | STEM | Stemphyllium, IgE, Serum | STEM | Stemphyllium, IgE | 6252-1 | Stemphylium botryosum Ab.IgE:ACnc:Pt:Ser:Qn: | Fluorescence Enzyme Immunoassay (FEIA)
2012-03-15 | THYM | Thyme, IgE, Serum | THYM | Thyme, IgE | 7737-0 | Thymus vulgaris Ab.IgE:ACnc:Pt:Ser:Qn: | Fluorescence Enzyme Immunoassay (FEIA)
2012-03-15 | URCON | Urea, Random, Urine | URCON | Urea, Random, U | 3092-4 | Urea:MCnc:Pt:Urine:Qn: | Kinetic Ultraviolet Assay
2012-03-15 | CDU | Cadmium, 24 Hour, Urine | TIME7 | Collection Duration | 13362-9 | Collection duration:Time:*:Urine:Qn: | Triple-Quadrupole Inductively Coupled Plasma Mass Spectrometry (ICP-MS/MS)
2012-03-15 | CYSQN | Cystinuria Profile, Quantitative, 24 Hour, Urine | TM38 | Collection Duration | 13362-9 | Collection duration:Time:*:Urine:Qn: | Liquid Chromatography Tandem Mass Spectrometry (LC-MS/MS)
2012-03-15 | RTIC | Reticulocytes, Blood | PRTIC | Reticulocytes, B | 17849-1 | Reticulocytes/100 erythrocytes:NFr:Pt:Bld:Qn:Automated count | Flow Cytometry
2012-03-15 | SSB | SS-B/La Antibodies, IgG, Serum | SSB | SS-B/La Ab, IgG, S | 33613-1 | Sjogrens syndrome-B extractable nuclear Ab.IgG:ACnc:Pt:Ser:Qn: | Multiplex Flow Immunoassay
2012-03-15 | ASU24 | Arsenic with Reflex, 24 Hour, Urine | TIME3 | Collection Duration | 13362-9 | Collection duration:Time:*:Urine:Qn: | Triple-Quadrupole Inductively Coupled Plasma Mass Spectrometry (ICP-MS/MS)
2012-03-15 | CTU | Creatinine, 24 Hour, Urine | TM10 | Collection Duration | 13362-9 | Collection duration:Time:*:Urine:Qn: | Enzymatic Colorimetric Assay
2012-03-15 | RETB | Reticulocyte Profile, Blood | PRTIC | Reticulocytes, B | 17849-1 | Reticulocytes/100 erythrocytes:NFr:Pt:Bld:Qn:Automated count | Flow Cytometry
2012-03-15 | SULFU | Sulfate, 24 Hour, Urine | TM89 | Collection Duration | 13362-9 | Collection duration:Time:*:Urine:Qn: | High-Pressure Ion Chromatography (HPIC)
2012-03-15 | SSA | SS-A/Ro Antibodies, IgG, Serum | SSA | SS-A/Ro Ab, IgG, S | 33610-7 | Sjogrens syndrome-A extractable nuclear Ab.IgG:ACnc:Pt:Ser:Qn: | Multiplex Flow Immunoassay
2012-03-15 | STBY | Strawberry, IgE, Serum | STBY | Strawberry, IgE | 6257-0 | Fragaria vesca Ab.IgE:ACnc:Pt:Ser:Qn: | Fluorescence Enzyme Immunoassay (FEIA)
2012-03-15 | STFR | Soluble Transferrin Receptor (sTfR), Serum | STFR | Soluble Transferrin Receptor (sTfR) | 30248-9 | Transferrin receptor.soluble:MCnc:Pt:Ser/Plas:Qn: | Immunoturbidimetric Assay
2012-03-15 | SUNF | Sunflower, IgE, Serum | SUNF | Sunflower, IgE | 7726-3 | Helianthus annuus pollen Ab.IgE:ACnc:Pt:Ser:Qn: | Fluorescence Enzyme Immunoassay (FEIA)
2012-03-15 | SUNFS | Sunflower Seed, IgE, Serum | SUNFS | Sunflower Seed, IgE | 6258-8 | Helianthus annuus seed Ab.IgE:ACnc:Pt:Ser:Qn: | Fluorescence Enzyme Immunoassay (FEIA)
2012-03-15 | SULFU | Sulfate, 24 Hour, Urine | SUL_C | Sulfate Concentration, 24 Hr, U | 12920-5 | Sulfate:MCnc:24H:Urine:Qn: | High-Pressure Ion Chromatography (HPIC)
2012-03-15 | FATF | Fat, Feces | STWT | Total Weight | 30078-0 | Specimen weight:Mass:Pt:Stool:Qn: | Nuclear Magnetic Resonance (NMR) Spectroscopy
2012-03-15 | HBRP | Histoplasma capsulatum/Blastomyces species, Molecular Detection, PCR, Varies | SRC78 | Histo/Blasto Source | 31208-2 | Specimen source:Prid:Pt:XXX:Nom: | Real-Time Polymerase Chain Reaction (PCR)
2012-03-15 | L3AFP | Alpha-Fetoprotein (AFP) L3% and Total, Hepatocellular Carcinoma Tumor Marker, Serum | TAFP | Total AFP, S | 1834-1 | Alpha-1-Fetoprotein:MCnc:Pt:Ser/Plas:Qn: | Isotachophoresis with Laser-Induced Fluorescence
2012-03-15 | SWORD | Swordfish, IgE, Serum | SWORD | Swordfish, IgE | 7728-9 | Xiphias gladius Ab.IgE:ACnc:Pt:Ser:Qn: | Fluorescence Enzyme Immunoassay (FEIA)
2012-03-15 | TBGI | Thyroxine-Binding Globulin (TBG), Serum | TBGI | Thyroxine Binding Globulin, S | 3021-3 | Thyroxine binding globulin:MCnc:Pt:Ser/Plas:Qn: | Solid-Phase Chemiluminescent Assay
2012-03-15 | FATF | Fat, Feces | TFAT | Total Fecal Fat/24 Hr | 16142-2 | Fat:MRat:24H:Stool:Qn: | Nuclear Magnetic Resonance (NMR) Spectroscopy
2012-03-15 | MHRP | Metamycoplasma hominis, Molecular Detection, PCR, Varies | SRC86 | Specimen source | 31208-2 | Specimen source:Prid:Pt:XXX:Nom: | Real-Time Polymerase Chain Reaction (PCR) using LightCycler and Fluorescent Resonance Energy Transfer (FRET)
2012-03-15 | URRP | Ureaplasma species, Molecular Detection, PCR, Varies | SRC80 | Specimen source | 31208-2 | Specimen source:Prid:Pt:XXX:Nom: | Real-Time Polymerase Chain Reaction (PCR) using LightCycler and Fluorescent Resonance Energy Transfer (FRET)
2012-03-15 | WHIPB | Tropheryma whipplei, Molecular Detection, PCR, Blood | SRC89 | Specimen Source | 31208-2 | Specimen source:Prid:Pt:XXX:Nom: | Real-Time Polymerase Chain Reaction (PCR)
2012-03-15 | BARTB | Bartonella, Molecular Detection, PCR, Blood | SRC98 | Specimen Source | 31208-2 | Specimen source:Prid:Pt:XXX:Nom: | Real-Time Polymerase Chain Reaction (PCR)
2012-03-15 | HHV6V | Human Herpesvirus-6, Molecular Detection, PCR, Spinal Fluid | SS012 | Specimen Source | 31208-2 | Specimen source:Prid:Pt:XXX:Nom: | Real-Time Polymerase Chain Reaction (PCR)/DNA Probe Hybridization
2012-03-15 | PARVP | Parvovirus B19, Molecular Detection, PCR, Plasma | SS008 | Source | 31208-2 | Specimen source:Prid:Pt:XXX:Nom: | Real-Time Polymerase Chain Reaction (PCR)/DNA Probe Hybridization
2012-03-15 | SRW | Short Ragweed, IgE, Serum | SRW | Short Ragweed, IgE | 6085-5 | Ambrosia elatior Ab.IgE:ACnc:Pt:Ser:Qn: | Fluorescence Enzyme Immunoassay (FEIA)
2012-03-15 | BARRP | Bartonella, Molecular Detection, PCR, Varies | SRC51 | Specimen source | 31208-2 | Specimen source:Prid:Pt:XXX:Nom: | Real-Time Polymerase Chain Reaction (PCR)
2012-03-15 | CIMRP | Coccidioides immitis/posadasii, Molecular Detection, PCR, Varies | SRC64 | Coccidioides PCR, Specimen Source | 31208-2 | Specimen source:Prid:Pt:XXX:Nom: | Real-Time Polymerase Chain Reaction (PCR)
2012-03-15 | GCRNA | Neisseria gonorrhoeae, Nucleic Acid Amplification, Varies | SRC17 | SOURCE: | 31208-2 | Specimen source:Prid:Pt:XXX:Nom: | Transcription Mediated Amplification
2012-03-15 | LADV | Adenovirus, Molecular Detection, PCR, Varies | SRC65 | Specimen Source | 31208-2 | Specimen source:Prid:Pt:XXX:Nom: | Real-Time Polymerase Chain Reaction (PCR)/DNA Probe Hybridization
2012-03-15 | LEGRP | Legionella species, Molecular Detection, PCR, Varies | SRC57 | Specimen Source | 31208-2 | Specimen source:Prid:Pt:XXX:Nom: | Rapid Polymerase Chain Reaction (PCR)
2012-03-15 | MTBRP | Mycobacterium tuberculosis Complex, Molecular Detection, PCR, Varies | SRC62 | MTB Complex PCR, Specimen Source | 31208-2 | Specimen source:Prid:Pt:XXX:Nom: | Real-Time Polymerase Chain Reaction (PCR)
2012-03-15 | PNRP | Pneumocystis jiroveci, Molecular Detection, PCR, Varies | SRC63 | Specimen Source | 31208-2 | Specimen source:Prid:Pt:XXX:Nom: | Real-Time Polymerase Chain Reaction (PCR)
2012-03-15 | STFRP | Shiga Toxin, Molecular Detection, PCR, Feces | SRC59 | Specimen Source | 31208-2 | Specimen source:Prid:Pt:XXX:Nom: | Real-Time Polymerase Chain Reaction (PCR) using Fluorescent Resonance Energy Transfer (FRET)
2012-03-15 | TWRP | Tropheryma whipplei, Molecular Detection, PCR, Varies | SRC56 | Specimen source | 31208-2 | Specimen source:Prid:Pt:XXX:Nom: | Real-Time Polymerase Chain Reaction (PCR)
2012-03-15 | VRERP | Vancomycin-Resistant Enterococcus, Molecular Detection, PCR, Varies | SRC60 | Specimen source | 31208-2 | Specimen source:Prid:Pt:XXX:Nom: | Real-Time Polymerase Chain Reaction (PCR)
2012-03-15 | LCMV | Cytomegalovirus (CMV), Molecular Detection, PCR, Varies | SRC66 | Specimen Source | 31208-2 | Specimen source:Prid:Pt:XXX:Nom: | Real-Time Polymerase Chain Reaction (PCR)/DNA Probe Hybridization
2012-03-15 | LEBV | Epstein-Barr Virus (EBV), Molecular Detection, PCR, Varies | SRC67 | Specimen Source | 31208-2 | Specimen source:Prid:Pt:XXX:Nom: | Real-Time Polymerase Chain Reaction (PCR)/DNA Probe Hybridization
2012-03-15 | PARVO | Parvovirus B19, Molecular Detection, PCR, Varies | SRC73 | Source | 31208-2 | Specimen source:Prid:Pt:XXX:Nom: | Real-Time Polymerase Chain Reaction (PCR)/DNA Probe Hybridization
2012-03-15 | PTOX | Toxoplasma gondii, Molecular Detection, PCR, Varies | SRC74 | Specimen Source | 31208-2 | Specimen source:Prid:Pt:XXX:Nom: | Polymerase Chain Reaction (PCR)/DNA Probe Hybridization
2012-03-15 | SHWL | Sheep Wool, IgE, Serum | SHWL | Sheep Wool, IgE | 6245-5 | Sheep wool Ab.IgE:ACnc:Pt:Ser:Qn: | Fluorescence Enzyme Immunoassay (FEIA)
2012-03-15 | SLEG | Legionella pneumophila (Legionnaires Disease), Antibody, Serum | SLEG | Legionella Pneumophila Ab, S | 7947-5 | Legionella pneumophila Ab:ACnc:Pt:Ser:Ord: | Enzyme-Linked Immunosorbent Assay (ELISA)
2012-03-15 | SM | Smith (Sm) Antibodies, IgG, Serum | SM | Sm Ab, IgG, S | 18323-6 | Smith extractable nuclear Ab.IgG:ACnc:Pt:Ser:Qn: | Multiplex Flow Immunoassay
2012-03-15 | SMFL | Seminal Fluid, IgE, Serum | SMFL | Seminal Fluid, IgE | 6240-6 | Seminal fluid Ab.IgE:ACnc:Pt:Ser:Qn: | Fluorescence Enzyme Immunoassay (FEIA)
2012-03-15 | SNAIL | Snail, IgE, Serum | SNAIL | Snail, IgE | 11200-3 | Helix aspersa Ab.IgE:ACnc:Pt:Ser:Qn: | Fluorescence Enzyme Immunoassay (FEIA)
2012-03-15 | FER | Semen Analysis, Semen | SPML | Sperm/mL | 9780-8 | Spermatozoa:NCnc:Pt:Semen:Qn: | Manual
2012-03-15 | SOLEF | Sole, IgE, Serum | SOLEF | Sole, IgE | 7709-9 | Solea solea Ab.IgE:ACnc:Pt:Ser:Qn: | Fluorescence Enzyme Immunoassay (FEIA)
2012-03-15 | SORR | Red Sorrel, IgE, Serum | SORR | Red Sorrel, IgE | 6244-8 | Rumex acetosella Ab.IgE:ACnc:Pt:Ser:Qn: | Fluorescence Enzyme Immunoassay (FEIA)
2012-03-15 | SOY | Soybean, IgE, Serum | SOY | Soybean, IgE | 6248-9 | Glycine max Ab.IgE:ACnc:Pt:Ser:Qn: | Fluorescence Enzyme Immunoassay (FEIA)
2012-03-15 | SPIN | Spinach, IgE, Serum | SPIN | Spinach, IgE | 6856-9 | Spinacia oleracea Ab.IgE:ACnc:Pt:Ser:Qn: | Fluorescence Enzyme Immunoassay (FEIA)
2012-03-15 | SPOT | Sweet Potato, IgE, Serum | SPOT | Sweet Potato, IgE | 7627-3 | Ipomoea batatas Ab.IgE:ACnc:Pt:Ser:Qn: | Fluorescence Enzyme Immunoassay (FEIA)
2012-03-15 | SPRU | Spruce, IgE, Serum | SPRU | Spruce, IgE | 6857-7 | Picea excelsa Ab.IgE:ACnc:Pt:Ser:Qn: | Fluorescence Enzyme Immunoassay (FEIA)
2012-03-15 | CTRNA | Chlamydia trachomatis, Nucleic Acid Amplification, Varies | SRC14 | SOURCE: | 31208-2 | Specimen source:Prid:Pt:XXX:Nom: | Transcription-Mediated Amplification
2012-03-15 | SALM | Salmon, IgE, Serum | SALM | Salmon, IgE | 6237-2 | Salmo salar Ab.IgE:ACnc:Pt:Ser:Qn: | Fluorescence Enzyme Immunoassay (FEIA)
2012-03-15 | SARD | Sardine (Pilchard), IgE, Serum | SARD | Sardine (Pilchard), IgE | 30989-8 | Sardinops melanostictus Ab.IgE:ACnc:Pt:Ser:Qn: | Fluorescence Enzyme Immunoassay (FEIA)
2012-03-15 | SQUA | Squash, IgE, Serum | SQUA | Squash, IgE | 7713-1 | Squash Ab.IgE:ACnc:Pt:Ser:Qn: | Fluorescence Enzyme Immunoassay (FEIA)
2012-03-15 | SQUI | Pacific Squid, IgE, Serum | SQUI | Pacific Squid, IgE | 14038-4 | Todarodes pacificus Ab.IgE:ACnc:Pt:Ser:Qn: | Fluorescence Enzyme Immunoassay (FEIA)
2012-03-15 | SQUID | Squid, IgE, Serum | SQUID | Squid, IgE | 6858-5 | Loligo sp Ab.IgE:ACnc:Pt:Ser:Qn: | Fluorescence Enzyme Immunoassay (FEIA)
2012-03-15 | KIDST | Kidney Stone Analysis | SRC1 | Source: | 31208-2 | Specimen source:Prid:Pt:XXX:Nom: | Infrared Spectrum Analysis
2012-03-15 | SASP | Aspergillus fumigatus, IgG Antibodies, Serum | SASP | Aspergillus fumigatus, IgG Ab, S | 26954-8 | Aspergillus fumigatus Ab.IgG:MCnc:Pt:Ser:Qn: | Fluorescence Enzyme Immunoassay (FEIA)
2012-03-15 | SBSE | Sugarbeet Seed, IgE, Serum | SBSE | Sugarbeet Seed, IgE | 24165-3 | Beta vulgaris seed Ab.IgE:ACnc:Pt:Ser:Qn: | Fluorescence Enzyme Immunoassay (FEIA)
2012-03-15 | SCALS | Scallop, IgE, Serum | SCALS | Scallop, IgE | 7691-9 | Pecten spp Ab.IgE:ACnc:Pt:Ser:Qn: | Fluorescence Enzyme Immunoassay (FEIA)
2012-03-15 | SCLE | Scale, IgE, Serum | SCLE | Scale, IgE | 6239-8 | Atriplex lentiformis Ab.IgE:ACnc:Pt:Ser:Qn: | Fluorescence Enzyme Immunoassay (FEIA)
2012-03-15 | SESA | Sesame Seed, IgE, Serum | SESA | Sesame Seed, IgE | 6242-2 | Sesamum indicum Ab.IgE:ACnc:Pt:Ser:Qn: | Fluorescence Enzyme Immunoassay (FEIA)
2012-03-15 | SGUM | Sweet Gum, IgE, Serum | SGUM | Sweet Gum, IgE | 6260-4 | Liquidambar styraciflua Ab.IgE:ACnc:Pt:Ser:Qn: | Fluorescence Enzyme Immunoassay (FEIA)
2012-03-15 | PSGN | Plasminogen Activity, Plasma | PSGN | Plasminogen Activity, P | 28660-9 | Plasminogen actual/Normal:RelCCnc:Pt:PPP:Qn:Chromo | Chromogenic
2012-03-15 | PSLY | Parsley, IgE, Serum | PSLY | Parsley, IgE | 6203-4 | Petroselinum crispum Ab.IgE:ACnc:Pt:Ser:Qn: | Fluorescence Enzyme Immunoassay (FEIA)
2012-03-15 | PTRE | Privet Tree, IgE, Serum | PTRE | Privet Tree, IgE | 7632-3 | Ligustrum vulgare Ab.IgE:ACnc:Pt:Ser:Qn: | Fluorescence Enzyme Immunoassay (FEIA)
2012-03-15 | PUSE | Pumpkin Seed, IgE, Serum | PUSE | Pumpkin Seed, IgE | 11193-0 | Cucurbita pepo seed Ab.IgE:ACnc:Pt:Ser:Qn: | Fluorescence Enzyme Immunoassay (FEIA)
2012-03-15 | QPALM | Queen Palm, IgE, Serum | QPALM | Queen Palm, IgE | 6222-4 | Syagrus romanzoffianum Ab.IgE:ACnc:Pt:Ser:Qn: | Fluorescence Enzyme Immunoassay (FEIA)
2012-03-15 | SHRI | Shrimp, IgE, Serum | SHRI | Shrimp, IgE | 6246-3 | Pandalus borealis Ab.IgE:ACnc:Pt:Ser:Qn: | Fluorescence Enzyme Immunoassay (FEIA)
2012-03-15 | SEQA | Sequential Maternal Screening, Part 1, Serum | RACE_ | Patient Race | 32624-9 | Race:Type:Pt:^Patient:Nom: | Immunoenzymatic Assay
2012-03-15 | RAMB | Rabbit Meat, IgE, Serum | RAMB | Rabbit Meat, IgE | 7642-2 | Rabbit meat Ab.IgE:ACnc:Pt:Ser:Qn: | Fluorescence Enzyme Immunoassay (FEIA)
2012-03-15 | RHNI | Rhizopus nigricans, IgE, Serum | RHNI | Rhizopus Nigricans, IgE | 6229-9 | Rhizopus nigricans Ab.IgE:ACnc:Pt:Ser:Qn: | Fluorescence Enzyme Immunoassay (FEIA)
2012-03-15 | RIB | Ribosome P Antibodies, IgG, Serum | RIB | Ribosome P Ab, IgG, S | 53892-6 | Ribosomal P Ab.IgG:ACnc:Pt:Ser:Qn: | Multiplex Flow Immunoassay
2012-03-15 | RICE | Rice, IgE, Serum | RICE | Rice, IgE | 6230-7 | Oryza sativa Ab.IgE:ACnc:Pt:Ser:Qn: | Fluorescence Enzyme Immunoassay (FEIA)
2012-03-15 | RKUR | Potassium, Random, Urine | RKUR | Potassium, Random, U | 2828-2 | Potassium:SCnc:Pt:Urine:Qn: | Potentiometric, Indirect Ion-Selective Electrode (ISE)
2012-03-15 | RRRP | Rough Pigweed, IgE, Serum | RRRP | Rough Pigweed, IgE | 6233-1 | Pigweed rough Ab.IgE:ACnc:Pt:Ser:Qn: | Fluorescence Enzyme Immunoassay (FEIA)
2012-03-15 | RSER | Rabbit Serum Proteins, IgE, Serum | RSER | Rabbit Serum Proteins, IgE | 10960-3 | Rabbit serum proteins Ab.IgE:ACnc:Pt:Ser:Qn: | Fluorescence Enzyme Immunoassay (FEIA)
2012-03-15 | RTSP | Rat Serum Protein, IgE, Serum | RTSP | Rat Serum Protein, IgE | 6225-7 | Rat serum proteins Ab.IgE:ACnc:Pt:Ser:Qn: | Fluorescence Enzyme Immunoassay (FEIA)
2012-03-15 | RTUP | Rat Urine Protein, IgE, Serum | RTUP | Rat Urine Protein, IgE | 6226-5 | Rat urine proteins Ab.IgE:ACnc:Pt:Ser:Qn: | Fluorescence Enzyme Immunoassay (FEIA)
2012-03-15 | RUPR | Rabbit Urine Proteins, IgE, Serum | RUPR | Rabbit Urine Proteins, IgE | 10961-1 | Rabbit urine proteins Ab.IgE:ACnc:Pt:Ser:Qn: | Fluorescence Enzyme Immunoassay (FEIA)
2012-03-15 | RASE | Rape Seed, IgE, Serum | RASE | Rape Seed, IgE | 11195-5 | Brassica rapa Ab.IgE:ACnc:Pt:Ser:Qn: | Fluorescence Enzyme Immunoassay (FEIA)
2012-03-15 | RASP | Raspberry, IgE, Serum | RASP | Raspberry, IgE | 7656-2 | Rubus idaeus Ab.IgE:ACnc:Pt:Ser:Qn: | Fluorescence Enzyme Immunoassay (FEIA)
2012-03-15 | RAT | Rat Epithelium, IgE, Serum | RAT | Rat Epithelium, IgE | 6224-0 | Rat epithelium Ab.IgE:ACnc:Pt:Ser:Qn: | Fluorescence Enzyme Immunoassay (FEIA)
2012-03-15 | RUSS | Russian Thistle, IgE, Serum | RUSS | Russian Thistle, IgE | 6234-9 | Salsola kali Ab.IgE:ACnc:Pt:Ser:Qn: | Fluorescence Enzyme Immunoassay (FEIA)
2012-03-15 | RWEED | Rape Weed, IgE, Serum | RWEED | Rape Weed, IgE | 11194-8 | Brassica napus pollen Ab.IgE:ACnc:Pt:Ser:Qn: | Fluorescence Enzyme Immunoassay (FEIA)
2012-03-15 | RYE | Rye, IgE, Serum | RYE | Rye, IgE | 7674-5 | Secale cereale Ab.IgE:ACnc:Pt:Ser:Qn: | Fluorescence Enzyme Immunoassay (FEIA)
2012-03-15 | RYEG | Rye Grass, IgE, Serum | RYEG | Rye Grass, IgE | 7369-2 | Lolium perenne Ab.IgE:ACnc:Pt:Ser:Qn: | Fluorescence Enzyme Immunoassay (FEIA)
2012-03-15 | CBC | Complete Blood Cell Count (CBC) with Differential, Blood | RBC | Erythrocytes | 789-8 | Erythrocytes:NCnc:Pt:Bld:Qn:Automated count | RF/DC (Radio Frequency/Direct Current) Detection/Hydrodynamic Focusing (DC Detection), Flow Cytometry (Using a Semiconductor Laser)/Sodium Lauryl Sulfate (SLS) Hemoglobin
2012-03-15 | CBC | Complete Blood Cell Count (CBC) with Differential, Blood | RDW | RDW | 788-0 | Erythrocyte distribution width:Ratio:Pt:RBC:Qn:Automated count | RF/DC (Radio Frequency/Direct Current) Detection/Hydrodynamic Focusing (DC Detection), Flow Cytometry (Using a Semiconductor Laser)/Sodium Lauryl Sulfate (SLS) Hemoglobin
2012-03-15 | RCHLU | Chloride, Random, Urine | RCHLU | Chloride, Random, U | 2078-4 | Chloride:SCnc:Pt:Urine:Qn: | Potentiometric, Indirect Ion-Selective Electrode (ISE)
2012-03-15 | REDT | Red Top, IgE, Serum | REDT | Red Top, IgE | 6228-1 | Agrostis stolonifera Ab.IgE:ACnc:Pt:Ser:Qn: | Fluorescence Enzyme Immunoassay (FEIA)
2012-03-15 | REED | Common Reed, IgE, Serum | REED | Common Reed, IgE | 6855-1 | Phragmites communis Ab.IgE:ACnc:Pt:Ser:Qn: | Fluorescence Enzyme Immunoassay (FEIA)
2012-03-15 | REPII | Rabbit Epithelium, IgE, Serum | REPII | Rabbit Epithelium, IgE | 6223-2 | Rabbit epithelium Ab.IgE:ACnc:Pt:Ser:Qn: | Fluorescence Enzyme Immunoassay (FEIA)
2012-03-15 | RETB | Reticulocyte Profile, Blood | RBC | Erythrocytes | 789-8 | Erythrocytes:NCnc:Pt:Bld:Qn:Automated count | Flow Cytometry
2012-03-15 | JO1 | Jo 1 Antibodies, IgG, Serum | JO1 | Jo 1 Ab, IgG, S | 33571-1 | Jo-1 extractable nuclear Ab.IgG:ACnc:Pt:Ser:Qn: | Multiplex Flow Immunoassay
2012-03-15 | NEFA | Free Fatty Acids, Total, Serum | NEFA | Free Fatty Acids, Total, S | 15066-4 | Fatty acids.nonesterified:SCnc:Pt:Ser/Plas:Qn: | Enzymatic Colorimetric
2012-03-15 | NAU | Sodium, 24 Hour, Urine | NA_24 | Sodium, 24 HR, U | 2956-1 | Sodium:SRat:24H:Urine:Qn: | Potentiometric, Indirect Ion-Selective Electrode
2012-03-15 | CBC | Complete Blood Cell Count (CBC) with Differential, Blood | MONAA | Monocytes, Abs | 742-7 | Monocytes:NCnc:Pt:Bld:Qn:Automated count | RF/DC (Radio Frequency/Direct Current) Detection/Hydrodynamic Focusing (DC Detection), Flow Cytometry (Using a Semiconductor Laser)/Sodium Lauryl Sulfate (SLS) Hemoglobin
2012-03-15 | CBC | Complete Blood Cell Count (CBC) with Differential, Blood | NEUAA | Neutrophils, Abs | 751-8 | Neutrophils:NCnc:Pt:Bld:Qn:Automated count | RF/DC (Radio Frequency/Direct Current) Detection/Hydrodynamic Focusing (DC Detection), Flow Cytometry (Using a Semiconductor Laser)/Sodium Lauryl Sulfate (SLS) Hemoglobin
2012-03-15 | MOSP | Mouse Serum Protein, IgE, Serum | MOSP | Mouse Serum Protein, IgE | 6180-4 | Mouse serum proteins Ab.IgE:ACnc:Pt:Ser:Qn: | Fluorescence Enzyme Immunoassay (FEIA)
2012-03-15 | NETT | Nettle, IgE, Serum | NETT | Nettle, IgE | 6186-1 | Urtica dioica Ab.IgE:ACnc:Pt:Ser:Qn: | Fluorescence Enzyme Immunoassay (FEIA)
2012-03-15 | NMEG | Nutmeg, IgE, Serum | NMEG | Nutmeg, IgE | 6188-7 | Nutmeg Ab.IgE:ACnc:Pt:Ser:Qn: | Fluorescence Enzyme Immunoassay (FEIA)
2012-03-15 | NSE | Neuron-Specific Enolase, Serum | NSE | Neuron Specific Enolase, S | 15060-7 | Enolase.neuron specific:MCnc:Pt:Ser/Plas:Qn: | Homogeneous Time-Resolved Fluorescence
2012-03-15 | NSESF | Neuron-Specific Enolase (NSE), Spinal Fluid | NSESF | Neuron Specific Enolase, CSF | 44802-7 | Enolase.neuron specific:MCnc:Pt:CSF:Qn: | Homogeneous Time-Resolved Fluorescence
2012-03-15 | BCGRV | Immunoglobulin Gene Rearrangement, PCR, Varies | MP017 | Specimen: | 31208-2 | Specimen source:Prid:Pt:XXX:Nom: | Polymerase Chain Reaction (PCR)
2012-03-15 | FER | Semen Analysis, Semen | MOTML | Motile/mL | 42531-4 | Spermatozoa.motile:NCnc:Pt:Semen:Qn: | Manual
2012-03-15 | FER | Semen Analysis, Semen | MOTY | Motility | 6800-7 | Spermatozoa.motile/100 spermatozoa:NFr:Pt:Semen:Qn: | Manual
2012-03-15 | MMPM | Mumps Virus Antibody, IgM, Serum | MUMP1 | Mumps Ab, IgM, S | 6478-2 | Mumps virus Ab.IgM:ACnc:Pt:Ser:Ord:EIA | Enzyme Immunoassay (EIA)
2012-03-15 | MOTH | Moth, IgE, Serum | MOTH | Moth, IgE | 7502-8 | Moth Ab.IgE:ACnc:Pt:Ser:Qn: | Fluorescence Enzyme Immunoassay (FEIA)
2012-03-15 | MOUP | Mouse Urine Protein, IgE, Serum | MOUP | Mouse Urine Protein, IgE | 6181-2 | Mouse urine proteins Ab.IgE:ACnc:Pt:Ser:Qn: | Fluorescence Enzyme Immunoassay (FEIA)
2012-03-15 | MOUS | Mouse Epithelium, IgE, Serum | MOUS | Mouse Epithelium, IgE | 6179-6 | Mouse epithelium Ab.IgE:ACnc:Pt:Ser:Qn: | Fluorescence Enzyme Immunoassay (FEIA)
2012-03-15 | MSPP | Mosquito Species, IgE, Serum | MSPP | Mosquito Spp., IgE | 6177-0 | Aedes communis Ab.IgE:ACnc:Pt:Ser:Qn: | Fluorescence Enzyme Immunoassay (FEIA)
2012-03-15 | MSTD | Mustard, IgE, Serum | MSTD | Mustard, IgE | 6185-3 | Mustard Ab.IgE:ACnc:Pt:Ser:Qn: | Fluorescence Enzyme Immunoassay (FEIA)
2012-03-15 | MUG | Mugwort, IgE, Serum | MUG | Mugwort, IgE | 6183-8 | Artemisia vulgaris Ab.IgE:ACnc:Pt:Ser:Qn: | Fluorescence Enzyme Immunoassay (FEIA)
2012-03-15 | MULB | Mulberry, IgE, Serum | MULB | Mulberry, IgE | 6281-0 | Morus alba Ab.IgE:ACnc:Pt:Ser:Qn: | Fluorescence Enzyme Immunoassay (FEIA)
2012-03-15 | POSV | Post Vasectomy Check, Semen | MOTIL | Motility | 6800-7 | Spermatozoa.motile/100 spermatozoa:NFr:Pt:Semen:Qn: | Manual
2012-03-15 | TCGRV | T-Cell Receptor Gene Rearrangement, PCR, Varies | MP016 | Specimen: | 31208-2 | Specimen source:Prid:Pt:XXX:Nom: | Polymerase Chain Reaction (PCR)
2012-03-15 | MB2GP | Beta-2 Glycoprotein 1 Antibodies, IgM, Serum | MB2GP | Beta 2 GP1 Ab IgM, S | 44449-7 | Beta 2 glycoprotein 1 Ab.IgM:ACnc:Pt:Ser:Qn:EIA | Enzyme-Linked Immunosorbent Assay (ELISA)
2012-03-15 | MCHZ | Cheese, Mold, IgE, Serum | MCHZ | Cheese, Mold, IgE | 6068-1 | Cheese mold type Ab.IgE:ACnc:Pt:Ser:Qn: | Fluorescence Enzyme Immunoassay (FEIA)
2012-03-15 | MEAD | Meadow Fescue, IgE, Serum | MEAD | Meadow Fescue, IgE | 6169-7 | Festuca elatior Ab.IgE:ACnc:Pt:Ser:Qn: | Fluorescence Enzyme Immunoassay (FEIA)
2012-03-15 | MEGR | Megrim, IgE, Serum | MEGR | Megrim, IgE | 10939-7 | Lepidorhombus whiffiagonis Ab.IgE:ACnc:Pt:Ser:Qn: | Fluorescence Enzyme Immunoassay (FEIA)
2012-03-15 | MELAI | Melaleuca leucadendron, IgE, Serum | MELAI | Melaleuca Leucadendron, IgE | 6171-3 | Melaleuca leucadendron Ab.IgE:ACnc:Pt:Ser:Qn: | Fluorescence Enzyme Immunoassay (FEIA)
2012-03-15 | MSTC1 | Strict Criteria Sperm Morphology for Infertility Diagnosis and Treatment, Semen | MD | Midpiece Defect | 10603-9 | Spermatozoa.abnormal midpiece/100 spermatozoa:NFr:Pt:Semen:Qn: | Kruger Criteria Strict Morphology
2012-03-15 | MUSH | Mushroom, IgE, Serum | MUSH | Mushroom, IgE | 6848-6 | Agaricus hortensis Ab.IgE:ACnc:Pt:Ser:Qn: | Fluorescence Enzyme Immunoassay (FEIA)
2012-03-15 | MUSS | Blue Mussel, IgE, Serum | MUSS | Blue Mussel, IgE | 6048-3 | Mytilus edulis Ab.IgE:ACnc:Pt:Ser:Qn: | Fluorescence Enzyme Immunoassay (FEIA)
2012-03-15 | MSTC | Strict Criteria Sperm Morphology for Infertility Diagnosis and Treatment, Semen | MD | Midpiece Defect | 10603-9 | Spermatozoa.abnormal midpiece/100 spermatozoa:NFr:Pt:Semen:Qn: | Kruger Criteria Strict Morphology
2012-03-15 | MESQ | Mesquite, IgE, Serum | MESQ | Mesquite, IgE | 6173-9 | Prosopis juliflora Ab.IgE:ACnc:Pt:Ser:Qn: | Fluorescence Enzyme Immunoassay (FEIA)
2012-03-15 | MFOX | Meadow Foxtail, IgE, Serum | MFOX | Meadow Foxtail, IgE | 6170-5 | Alopercurus pratensis Ab.IgE:ACnc:Pt:Ser:Qn: | Fluorescence Enzyme Immunoassay (FEIA)
2012-03-15 | MGS | Magnesium, Serum | MGS | Magnesium, S | 19123-9 | Magnesium:MCnc:Pt:Ser/Plas:Qn: | Colorimetric Assay
2012-03-15 | CBC | Complete Blood Cell Count (CBC) with Differential, Blood | LYMAA | Lymphocytes, Abs | 731-0 | Lymphocytes:NCnc:Pt:Bld:Qn:Automated count | RF/DC (Radio Frequency/Direct Current) Detection/Hydrodynamic Focusing (DC Detection), Flow Cytometry (Using a Semiconductor Laser)/Sodium Lauryl Sulfate (SLS) Hemoglobin
2012-03-15 | LUPN | Lupin, IgE, Serum | LUPN | Lupin, IgE | 11180-7 | Lupinus spp Ab.IgE:ACnc:Pt:Ser:Qn: | Fluorescence Enzyme Immunoassay (FEIA)
2012-03-15 | LYSO | Lysozyme, IgE, Serum | LYSO | Lysozyme, IgE | 11182-3 | Lysozyme Ab.IgE:ACnc:Pt:Ser:Qn: | Fluorescence Enzyme Immunoassay (FEIA)
2012-03-15 | MACE | Mace, IgE, Serum | MACE | Mace, IgE | 15280-1 | Mace Ab.IgE:ACnc:Pt:Ser:Qn: | Fluorescence Enzyme Immunoassay (FEIA)
2012-03-15 | MACK | Mackerel, IgE, Serum | MACK | Mackerel, IgE | 7474-0 | Scomber scombrus Ab.IgE:ACnc:Pt:Ser:Qn: | Fluorescence Enzyme Immunoassay (FEIA)
2012-03-15 | MALT | Malt, IgE, Serum | MALT | Malt, IgE | 6166-3 | Malt Ab.IgE:ACnc:Pt:Ser:Qn: | Fluorescence Enzyme Immunoassay (FEIA)
2012-03-15 | MAND | Mandarin, IgE, Serum | MAND | Mandarin, IgE | 7731-3 | Citrus reticulata Ab.IgE:ACnc:Pt:Ser:Qn: | Fluorescence Enzyme Immunoassay (FEIA)
2012-03-15 | L3AFP | Alpha-Fetoprotein (AFP) L3% and Total, Hepatocellular Carcinoma Tumor Marker, Serum | L3 | %L3 | 42332-7 | Alpha-1-Fetoprotein.L3/Alpha-1-Fetoprotein.total:MFr:Pt:Ser/Plas:Qn: | Isotachophoresis with Laser-Induced Fluorescence
2012-03-15 | LAMB | Lamb, IgE, Serum | LAMB | Lamb, IgE | 6155-6 | Lamb Ab.IgE:ACnc:Pt:Ser:Qn: | Fluorescence Enzyme Immunoassay (FEIA)
2012-03-15 | LAMQ | Lamb's Quarter, IgE, Serum | LAMQ | Lambs Quarter, IgE | 6156-4 | Chenopodium album Ab.IgE:ACnc:Pt:Ser:Qn: | Fluorescence Enzyme Immunoassay (FEIA)
2012-03-15 | LANG | Langust (Lobster), IgE, Serum | LANG | Langust(Lobster), IgE | 6249-7 | Palinurus spp Ab.IgE:ACnc:Pt:Ser:Qn: | Fluorescence Enzyme Immunoassay (FEIA)
2012-03-15 | LATX | Latex, IgE, Serum | LATX | Latex, IgE | 6158-0 | Latex Ab.IgE:ACnc:Pt:Ser:Qn: | Fluorescence Enzyme Immunoassay (FEIA)
2012-03-15 | MANGO | Mango, IgE, Serum | MANGO | Mango, IgE | 6167-1 | Mangifera indica Ab.IgE:ACnc:Pt:Ser:Qn: | Fluorescence Enzyme Immunoassay (FEIA)
2012-03-15 | MARE | Mare's Milk, IgE, Serum | MARE | Mare's Milk, IgE | 10936-3 | Mare milk Ab.IgE:ACnc:Pt:Ser:Qn: | Fluorescence Enzyme Immunoassay (FEIA)
2012-03-15 | MARJ | Marjoram, IgE, Serum | MARJ | Marjoram, IgE | 10937-1 | Origanum majorana Ab.IgE:ACnc:Pt:Ser:Qn: | Fluorescence Enzyme Immunoassay (FEIA)
2012-03-15 | MARS | Rough Marsh Elder, IgE, Serum | MARS | Rough Marsh Elder, IgE | 6232-3 | Iva ciliata Ab.IgE:ACnc:Pt:Ser:Qn: | Fluorescence Enzyme Immunoassay (FEIA)
2012-03-15 | LEM | Lemon, IgE, Serum | LEM | Lemon, IgE | 6159-8 | Citrus limon Ab.IgE:ACnc:Pt:Ser:Qn: | Fluorescence Enzyme Immunoassay (FEIA)
2012-03-15 | LEN | Lentil, IgE, Serum | LEN | Lentil, IgE | 7458-3 | Lens esculenta Ab.IgE:ACnc:Pt:Ser:Qn: | Fluorescence Enzyme Immunoassay (FEIA)
2012-03-15 | LEPD | Lepidoglyphus destructor, IgE, Serum | LEPD | Lepidoglyphus Destructor, IgE | 6160-6 | Lepidoglyphus destructor Ab.IgE:ACnc:Pt:Ser:Qn: | Fluorescence Enzyme Immunoassay (FEIA)
2012-03-15 | LETT | Lettuce, IgE, Serum | LETT | Lettuce, IgE | 6161-4 | Lactuca sativa Ab.IgE:ACnc:Pt:Ser:Qn: | Fluorescence Enzyme Immunoassay (FEIA)
2012-03-15 | LIME | Lime, IgE, Serum | LIME | Lime, IgE | 7464-1 | Citrus aurantifolia Ab.IgE:ACnc:Pt:Ser:Qn: | Fluorescence Enzyme Immunoassay (FEIA)
2012-03-15 | LIND | Linden, IgE, Serum | LIND | Linden, IgE | 11179-9 | Tilia cordata Ab.IgE:ACnc:Pt:Ser:Qn: | Fluorescence Enzyme Immunoassay (FEIA)
2012-03-15 | LINS | Linseed, IgE, Serum | LINS | Linseed, IgE | 7312-2 | Linum usitatissimum Ab.IgE:ACnc:Pt:Ser:Qn: | Fluorescence Enzyme Immunoassay (FEIA)
2012-03-15 | LKM | Liver/Kidney Microsome Type 1 Antibodies, Serum | LKM | Liver/Kidney Microsome Type 1 Ab, S | 32220-6 | Liver kidney microsomal 1 Ab:ACnc:Pt:Ser:Qn: | Enzyme-Linked Immunosorbent Assay (ELISA)
2012-03-15 | LOB | Lobster, IgE, Serum | LOB | Lobster, IgE | 6165-5 | Homarus gammarus Ab.IgE:ACnc:Pt:Ser:Qn: | Fluorescence Enzyme Immunoassay (FEIA)
2012-03-15 | LPS | Lipase, Serum | LPS | Lipase, S | 3040-3 | Triacylglycerol lipase:CCnc:Pt:Ser/Plas:Qn: | Colorimetric Rate Reaction
2012-03-15 | LH | Luteinizing Hormone (LH), Serum | LH | Luteinizing Hormone (LH), S | 10501-5 | Lutropin:ACnc:Pt:Ser/Plas:Qn: | Electrochemiluminescence Immunoassay
2012-03-15 | LPSBF | Lipase, Body Fluid | LPBF | Lipase, BF | 15212-4 | Triacylglycerol lipase:CCnc:Pt:Body fld:Qn: | Enzymatic Colorimetric Reaction
2012-03-15 | ISPG | Ispaghula, IgE, Serum | ISPG | Ispaghula, IgE | 6150-7 | Ispaghula laxative Ab.IgE:ACnc:Pt:Ser:Qn: | Fluorescence Enzyme Immunoassay (FEIA)
2012-03-15 | JCEDR | Japanese Cedar, IgE, Serum | JCEDR | Japanese Cedar, IgE | 14035-0 | Cryptomeria japonica Ab.IgE:ACnc:Pt:Ser:Qn: | Fluorescence Enzyme Immunoassay (FEIA)
2012-03-15 | JMACK | Jack Mackerel, IgE, Serum | JMACK | Jack Mackerel, IgE | 11184-9 | Trachurus japonicus Ab.IgE:ACnc:Pt:Ser:Qn: | Fluorescence Enzyme Immunoassay (FEIA)
2012-03-15 | JOHN | Johnson Grass, IgE, Serum | JOHN | Johnson Grass, IgE | 6152-3 | Sorghum halepense Ab.IgE:ACnc:Pt:Ser:Qn: | Fluorescence Enzyme Immunoassay (FEIA)
2012-03-15 | JUNE | June Grass, IgE, Serum | JUNE | June Grass, IgE | 6153-1 | Poa pratensis Ab.IgE:ACnc:Pt:Ser:Qn: | Fluorescence Enzyme Immunoassay (FEIA)
2012-03-15 | IGGS | IgG Subclasses, Serum | IGG1 | IgG 1 | 2466-1 | IgG subclass 1:MCnc:Pt:Ser:Qn: | Turbidimetry
2012-03-15 | IGGS | IgG Subclasses, Serum | IGG2 | IgG 2 | 2467-9 | IgG subclass 2:MCnc:Pt:Ser:Qn: | Turbidimetry
2012-03-15 | IGGS | IgG Subclasses, Serum | IGG3 | IgG 3 | 2468-7 | IgG subclass 3:MCnc:Pt:Ser:Qn: | Turbidimetry
2012-03-15 | IGGS | IgG Subclasses, Serum | IGG4 | IgG 4 | 2469-5 | IgG subclass 4:MCnc:Pt:Ser:Qn: | Turbidimetry
2012-03-15 | KIDBN | Kidney Bean (Red), IgE, Serum | KIDBN | Kidney Bean (Red), IgE | 7129-0 | Bean kidney red Ab.IgE:ACnc:Pt:Ser:Qn: | Fluorescence Enzyme Immunoassay (FEIA)
2012-03-15 | KIWI | Kiwi Fruit, IgE, Serum | KIWI | Kiwi Fruit, IgE | 6154-9 | Actinidia chinensis Ab.IgE:ACnc:Pt:Ser:Qn: | Fluorescence Enzyme Immunoassay (FEIA)
2012-03-15 | CASF | IgG/Albumin Ratio, Spinal Fluid | IGG_C | IgG, CSF | 2464-6 | IgG:MCnc:Pt:CSF:Qn: | Nephelometry
2012-03-15 | SFINC | CSF IgG Index, Spinal Fluid | IGG_C | IgG, CSF | 2464-6 | IgG:MCnc:Pt:CSF:Qn: | Only orderable as part of a profile. For more information see SFIN / Cerebrospinal Fluid (CSF) IgG Index, Serum and Spinal Fluid. Nephelometry
2012-03-15 | IHDI | Isocyanate HDI, IgE, Serum | IHDI | Isocyanate HDI, IgE | 7429-4 | Hexamethylene diisocyanate (HDI) Ab.IgE:ACnc:Pt:Ser:Qn: | Fluorescence Enzyme Immunoassay (FEIA)
2012-03-15 | IMDI | Isocyanate MDI, IgE, Serum | IMDI | Isocyanate MDI, IgE | 7430-2 | Diphenylmethane diisocyanate (MDI) Ab.IgE:ACnc:Pt:Ser:Qn: | Fluorescence Enzyme Immunoassay (FEIA)
2012-03-15 | INHA | Inhibin A, Tumor Marker, Serum | INHA | Inhibin A, Tumor Marker, S | 23883-2 | Inhibin A:MCnc:Pt:Ser:Qn: | Immunoenzymatic Assay
2012-03-15 | INHU | Insulin (Human), IgE, Serum | INHU | Insulin (Human), IgE | 6148-1 | Insulin human Ab.IgE:ACnc:Pt:Ser:Qn: | Fluorescence Enzyme Immunoassay (FEIA)
2012-03-15 | HSCRP | C-Reactive Protein, High Sensitivity, Serum | HSCRP | C-Reactive Protein, High Sens, S | 30522-7 | C reactive protein:MCnc:Pt:Ser/Plas:Qn:High sensitivity | Immunoturbidimetry
2012-03-15 | HGHAR | Mercury, Hair | HGHSC | Specimen Source | 31208-2 | Specimen source:Prid:Pt:XXX:Nom: | Inductively Coupled Plasma-Mass Spectrometry (ICP-MS)
2012-03-15 | HGNA | Mercury, Nails | HGNSC | Specimen Source | 31208-2 | Specimen source:Prid:Pt:XXX:Nom: | Inductively Coupled Plasma-Mass Spectrometry (ICP-MS)
2012-03-15 | HORS | Horse Dander, IgE, Serum | HORS | Horse Dander, IgE | 6143-2 | Horse dander Ab.IgE:ACnc:Pt:Ser:Qn: | Fluorescence Enzyme Immunoassay (FEIA)
2012-03-15 | HD1 | House Dust Panel, Serum | HD1 | House Dust Panel | 37987-5 | (Blatella germanica+Dermatophagoides farinae+Dermatophagoides pteronyssinus+House dust Hollister Stier) Ab.IgE:ACnc:Pt:Ser:Qn:Multidisk | Fluorescence Enzyme Immunoassay (FEIA)
2012-03-15 | HDCH | Cholesterol, High-Density Lipoprotein (HDL), Serum | HDCH | Cholesterol, HDL, S | 2085-9 | Cholesterol.in HDL:MCnc:Pt:Ser/Plas:Qn: | Enzymatic Colorimetric
2012-03-15 | HDG | House Dust/Greer Lab, IgE, Serum | HDG | House Dust/Greer Lab, IgE | 9828-5 | House dust Greer Ab.IgE:ACnc:Pt:Ser:Qn: | Fluorescence Enzyme Immunoassay (FEIA)
2012-03-15 | HDHS | House Dust/H-S Lab, IgE, Serum | HDHS | House Dust/H-S Lab, IgE | 7425-2 | House dust Hollister Stier Ab.IgE:ACnc:Pt:Ser:Qn: | Fluorescence Enzyme Immunoassay (FEIA)
2012-03-15 | IGD | Immunoglobulin D (IgD), Serum | IGD | Immunoglobulin D (IgD), S | 2460-4 | IgD:MCnc:Pt:Ser:Qn: | Turbidimetry
2012-03-15 | IGAS | IgA Subclasses, Serum | IGA1_ | IgA1 | 6886-6 | IgA subclass 1:MCnc:Pt:Ser:Qn: | Turbidimetry
2012-03-15 | IGAS | IgA Subclasses, Serum | IGA2_ | IgA2 | 6939-3 | IgA subclass 2:MCnc:Pt:Ser:Qn: | Turbidimetry
2012-03-15 | HEPI | Hamster Epithelium, IgE, Serum | HEPI | Hamster Epithelium, IgE | 6135-8 | Hamster epithelium Ab.IgE:ACnc:Pt:Ser:Qn: | Fluorescence Enzyme Immunoassay (FEIA)
2012-03-15 | HERR | Herring, IgE, Serum | HERR | Herring, IgE | 6139-0 | Clupea harengus Ab.IgE:ACnc:Pt:Ser:Qn: | Fluorescence Enzyme Immunoassay (FEIA)
2012-03-15 | HFSF | Horsefly/Stablefly, IgE, Serum | HFSF | Horsefly/Stablefly, IgE | 6144-0 | Tabanus spp Ab.IgE:ACnc:Pt:Ser:Qn: | Fluorescence Enzyme Immunoassay (FEIA)
2012-03-15 | GUIN | Guinea Pig Epithelium, IgE, Serum | GUIN | Guinea Pig Epithelium, IgE | 6134-1 | Guinea pig epithelium Ab.IgE:ACnc:Pt:Ser:Qn: | Fluorescence Enzyme Immunoassay (FEIA)
2012-03-15 | GUM | Gum Arabic, IgE, Serum | GUM | Gum Arabic, IgE | 7382-5 | Gum arabic Ab.IgE:ACnc:Pt:Ser:Qn: | Fluorescence Enzyme Immunoassay (FEIA)
2012-03-15 | HAKE | Hake, Fish, IgE, Serum | HAKE | Hake, Fish, IgE | 19741-8 | Merluccius merluccius Ab.IgE:ACnc:Pt:Ser:Qn: | Fluorescence Enzyme Immunoassay (FEIA)
2012-03-15 | HALI | Halibut, IgE, Serum | HALI | Halibut, IgE | 6842-9 | Hippoglossus hippoglossus Ab.IgE:ACnc:Pt:Ser:Qn: | Fluorescence Enzyme Immunoassay (FEIA)
2012-03-15 | HAPT | Haptoglobin, Serum | HAPT | Haptoglobin, S | 46127-7 | Haptoglobin:MCnc:Pt:Ser/Plas:Qn:Nephelometry | Nephelometry
2012-03-15 | HAZ | Hazelnut-Tree, IgE, Serum | HAZ | Hazelnut-Tree, IgE | 6137-4 | Corylus avellana pollen Ab.IgE:ACnc:Pt:Ser:Qn: | Fluorescence Enzyme Immunoassay (FEIA)
2012-03-15 | HGH | Growth Hormone, Serum | HGH | Growth Hormone, S | 2963-7 | Somatotropin:MCnc:Pt:Ser/Plas:Qn: | Immunoenzymatic Assay
2012-03-15 | GING | Ginger, IgE | GING | Ginger, IgE | 7335-3 | Zingiber officinale Ab.IgE:ACnc:Pt:Ser:Qn: | Fluorescence Enzyme Immunoassay (FEIA)
2012-03-15 | HBEA | Hornbeam, IgE, Serum | HBEA | Horn Beam, IgE | 7416-1 | Carpinus betulus Ab.IgE:ACnc:Pt:Ser:Qn: | Fluorescence Enzyme Immunoassay (FEIA)
2012-03-15 | HBV | Honeybee Venom, IgE, Serum | HBV | Honeybee Venom, IgE | 6844-5 | Apis mellifera Ab.IgE:ACnc:Pt:Ser:Qn: | Fluorescence Enzyme Immunoassay (FEIA)
2012-03-15 | GLBF | Glucose, Body Fluid | GL_BF | Glucose, BF | 2344-0 | Glucose:MCnc:Pt:Body fld:Qn: | Enzymatic Photometric Assay
2012-03-15 | GLDR | Goldenrod, IgE, Serum | GLDR | Goldenrod, IgE | 6128-3 | Solidago virgaurea Ab.IgE:ACnc:Pt:Ser:Qn: | Fluorescence Enzyme Immunoassay (FEIA)
2012-03-15 | GLT | Gluten, IgE, Serum | GLT | Gluten, IgE | 6125-9 | Gluten Ab.IgE:ACnc:Pt:Ser:Qn: | Fluorescence Enzyme Immunoassay (FEIA)
2012-03-15 | GMILK | Goat's Milk, IgE, Serum | GMILK | Goat's Milk, IgE | 7340-3 | Goat milk Ab.IgE:ACnc:Pt:Ser:Qn: | Fluorescence Enzyme Immunoassay (FEIA)
2012-03-15 | GOAT | Goat Epithelium, IgE, Serum | GOAT | Goat Epithelium, IgE | 6127-5 | Goat epithelium Ab.IgE:ACnc:Pt:Ser:Qn: | Fluorescence Enzyme Immunoassay (FEIA)
2012-03-15 | GOOS | Goose Feathers, IgE, Serum | GOOS | Goose Feathers, IgE | 6129-1 | Goose feather Ab.IgE:ACnc:Pt:Ser:Qn: | Fluorescence Enzyme Immunoassay (FEIA)
2012-03-15 | GPEA | Green Pea, IgE, Serum | GPEA | Green Pea, IgE | 6204-2 | Pisum sativum Ab.IgE:ACnc:Pt:Ser:Qn: | Fluorescence Enzyme Immunoassay (FEIA)
2012-03-15 | GPEP | Green Pepper, IgE, Serum | GPEP | Green Pepper, IgE | 6852-8 | Pepper green Ab.IgE:ACnc:Pt:Ser:Qn: | Fluorescence Enzyme Immunoassay (FEIA)
2012-03-15 | GRAP | Grape, IgE, Serum | GRAP | Grape, IgE | 6841-1 | Vitis vinifera Ab.IgE:ACnc:Pt:Ser:Qn: | Fluorescence Enzyme Immunoassay (FEIA)
2012-03-15 | GRAS1 | Grass Panel # 1, Serum | GRAS1 | Grass Panel # 1 | 30189-5 | ((Dactylis glomerata+Festuca elatior+Lolium perenne+Phleum pratense+Poa pratensis) Ab.IgE:ACnc:Pt:Ser:Qn:Multidisk | Fluorescence Enzyme Immunoassay (FEIA)
2012-03-15 | GRAS2 | Grass Panel # 2, Serum | GRAS2 | Grass Panel # 2 | 30188-7 | (Cynodon dactylon+Lolium perenne+Phleum pratense+Poa pratensis+Sorghum halepense+Paspalum notatum) Ab.IgE:ACnc:Pt:Ser:Qn:Multidisk | Fluorescence Enzyme Immunoassay (FEIA)
2012-03-15 | GRAS3 | Grass Panel # 3, Serum | GRAS3 | Grass Panel # 3 | 50654-3 | (Anthoxanthum odoratum+Lolium perenne+Phleum pratense+Secale cereale+Holcus lanatus) Ab.IgE:ACnc:Pt:Ser:Qn:Multidisk | Fluorescence Enzyme Immunoassay (FEIA)
2012-03-15 | GRFE | Greek Fennel, IgE, Serum | GRFE | Greek Fennel, IgE | 19739-2 | Trigonella foenum-graecum Ab.IgE:ACnc:Pt:Ser:Qn: | Fluorescence Enzyme Immunoassay (FEIA)
2012-03-15 | ACHE_ | Acetylcholinesterase, Amniotic Fluid | GACHE | Gestational Age (ACHE) | 18185-9 | Gestational age:Time:Pt:^Fetus:Qn: | Polyacrylamide Electrophoresis
2012-03-15 | GARL | Garlic, IgE, Serum | GARL | Garlic, IgE | 6122-6 | Allium sativum Ab.IgE:ACnc:Pt:Ser:Qn: | Fluorescence Enzyme Immunoassay (FEIA)
2012-03-15 | GAST | Gastrin, Serum | GAST | Gastrin, S | 2333-3 | Gastrin:MCnc:Pt:Ser/Plas:Qn: | Automated Chemiluminescent Immunometric Assay
2012-03-15 | GB2GP | Beta-2 Glycoprotein 1 Antibodies, IgG, Serum | GB2GP | Beta 2 GP1 Ab IgG, S | 44448-9 | Beta 2 glycoprotein 1 Ab.IgG:ACnc:Pt:Ser:Qn:EIA | Enzyme-Linked Immunosorbent Assay (ELISA)
2012-03-15 | GRFR | Grapefruit, IgE, Serum | GRFR | Grapefruit, IgE | 6131-7 | Citrus paradisis Ab.IgE:ACnc:Pt:Ser:Qn: | Fluorescence Enzyme Immunoassay (FEIA)
2012-03-15 | GRW | Giant Ragweed, IgE, Serum | GRW | Giant Ragweed, IgE | 6124-2 | Ambrosia trifida Ab.IgE:ACnc:Pt:Ser:Qn: | Fluorescence Enzyme Immunoassay (FEIA)
2012-03-15 | GSTB | Green String Bean, IgE, Serum | GSTB | Green String Bean, IgE | 6831-2 | Bean green Ab.IgE:ACnc:Pt:Ser:Qn: | Fluorescence Enzyme Immunoassay (FEIA)
2012-03-15 | GBM | Glomerular Basement Membrane Antibodies, IgG, Serum | GBM | Glomerular Basement Membrane IgG Ab | 31254-6 | Basement membrane Ab.IgG:ACnc:Pt:Ser:Qn: | Multiplex Flow Immunoassay
2012-03-15 | GELA | Gelatin, IgE, Serum | GELA | Gelatin, IgE | 7332-0 | Gelatin Ab.IgE:ACnc:Pt:Ser:Qn: | Fluorescence Enzyme Immunoassay (FEIA)
2012-03-15 | GERB | Gerbil Epithelium, IgE, Serum | GERB | Gerbil Epithelium, IgE | 7334-6 | Gerbil epithelium Ab.IgE:ACnc:Pt:Ser:Qn: | Fluorescence Enzyme Immunoassay (FEIA)
2012-03-15 | GGT | Gamma-Glutamyltransferase (GGT), Serum | GGT | Gamma Glutamyltransferase (GGT), S | 2324-2 | Gamma glutamyl transferase:CCnc:Pt:Ser/Plas:Qn: | Photometric Rate
2012-03-15 | FMIL | Foxtail Millet, IgE, Serum | FMIL | Foxtail Millet, IgE | 11186-4 | Setaria italica Ab.IgE:ACnc:Pt:Ser:Qn: | Fluorescence Enzyme Immunoassay (FEIA)
2012-03-15 | FOL | Folate, Serum | FOL | Folate, S | 2284-8 | Folate:MCnc:Pt:Ser/Plas:Qn: | Competitive-Binding Receptor Assay
2012-03-15 | FOOD1 | Food-Nut Panel # 2, Serum | FOOD1 | Food-Nut Panel # 2 | 46707-6 | (Anacardium occidentale+Carya illinoinensis+Juglans spp+Pistacia vera) Ab.IgE:ACnc:Pt:Ser:Qn:Multidisk | Fluorescence Enzyme Immunoassay (FEIA)
2012-03-15 | FOOD2 | Food-Fruit Panel, Serum | FOOD2 | Food-Fruit Panel | 46714-2 | (Malus sylvestris+Musa spp+Prunus persica+Pyrus communis) Ab.IgE:ACnc:Pt:Ser:Qn:Multidisk | Fluorescence Enzyme Immunoassay (FEIA)
2012-03-15 | FOOD4 | Food-Grain Panel, Serum | FOOD4 | Food-Grain Panel | 46713-4 | (Hordeum vulgare+Oryza sativa+Secale cereale+Triticum aestivum) Ab.IgE:ACnc:Pt:Ser:Qn:Multidisk | Fluorescence Enzyme Immunoassay (FEIA)
2012-03-15 | FOOD6 | Food Panel, Serum | FOOD6 | Food Panel | 30187-9 | (Arachis hypogaea+Cow milk+Egg white+Gadus morhua+Glycine max+Triticum aestivum) Ab.IgE:ACnc:Pt:Ser:Qn:Multidisk | Fluorescence Enzyme Immunoassay (FEIA)
2012-03-15 | FOOD7 | Food-Seafood Panel, Serum | FOOD7 | Food-Seafood Panel | 46712-6 | (Gadus morhua+Mytilus edulis+Pandalus borealis+Salmo salar+Thunnus albacares) Ab.IgE:ACnc:Pt:Ser:Qn:Multidisk | Fluorescence Enzyme Immunoassay (FEIA)
2012-03-15 | FOOD8 | Food-Nut Panel # 1, Serum | FOOD8 | Food-Nut Panel # 1 | 46708-4 | (Arachis hypogaea+Bertholletia excelsa+Cocos nucifera+Corylus avellana+Prunus dulcis) Ab.IgE:ACnc:Pt:Ser:Qn:Multidisk | Fluorescence Enzyme Immunoassay (FEIA)
2012-03-15 | FRDIG | Digoxin, Free, Serum | FRDIG | Digoxin, Free, S | 3562-6 | Digoxin.free:MCnc:Pt:Ser/Plas:Qn: | Ultrafiltration followed by Electrochemiluminescent Immunoassay
2012-03-15 | FRMH | Formaldehyde, IgE, Serum | FRMH | Formaldehyde, IgE | 6119-2 | Formaldehyde Ab.IgE:ACnc:Pt:Ser:Qn: | Fluorescence Enzyme Immunoassay (FEIA)
2012-03-15 | FRUCT | Fructosamine, Serum | FRUCT | Fructosamine, S | 15069-8 | Fructosamine:SCnc:Pt:Ser/Plas:Qn: | Colorimetric Rate Reaction
2012-03-15 | FRW | False Ragweed, IgE, Serum | FRW | False Ragweed, IgE | 6115-0 | Franseria acanthicarpa Ab.IgE:ACnc:Pt:Ser:Qn: | Fluorescence Enzyme Immunoassay (FEIA)
2012-03-15 | FUSM | Fusarium moniliforme, IgE, Serum | FUSM | Fusarium Moniliforme, IgE | 6121-8 | Fusarium moniliforme Ab.IgE:ACnc:Pt:Ser:Qn: | Fluorescence Enzyme Immunoassay (FEIA)
2012-03-15 | FXCH | Coagulation Factor X Chromogenic Activity Assay, Plasma | FXCH | Factor X Chromogenic Activity Assay | 33984-6 | Coagulation factor X activity actual/Normal:RelCCnc:Pt:PPP:Qn:Chromo | Chromogenic
2012-03-15 | FSH | Follicle-Stimulating Hormone (FSH), Serum | FSH | Follicle-Stim Hormone (FSH), S | 15067-2 | Follitropin:ACnc:Pt:Ser/Plas:Qn: | Electrochemiluminescence Immunoassay
2012-03-15 | FBSH | Firebush (Kochia), IgE, Serum | FBSH | Firebush (Kochia), IgE | 6118-4 | Kochia scoparia Ab.IgE:ACnc:Pt:Ser:Qn: | Fluorescence Enzyme Immunoassay (FEIA)
2012-03-15 | CRBF | Creatinine, Body Fluid | FLD13 | Fluid Type, Creatinine | 14725-6 | Fluid:Type:Pt:Body fld:Nom: | Enzymatic
2012-03-15 | FEEP | Ferret Epithelium, IgE, Serum | FEEP | Ferret Epithelium, IgE | 11172-4 | Ferret epithelium Ab.IgE:ACnc:Pt:Ser:Qn: | Fluorescence Enzyme Immunoassay (FEIA)
2012-03-15 | FINCH | Finch Feathers, IgE, Serum | FINCH | Finch Feathers, IgE | 13833-9 | Finch feather Ab.IgE:ACnc:Pt:Ser:Qn: | Fluorescence Enzyme Immunoassay (FEIA)
2012-03-15 | LDBF | Lactate Dehydrogenase (LDH), Body Fluid | FLD11 | Fluid Type, Lactate Dehydrogenase | 14725-6 | Fluid:Type:Pt:Body fld:Nom: | Photometric
2012-03-15 | BFBL | Bilirubin, Body Fluid | FLD14 | Fluid Type: | 14725-6 | Fluid:Type:Pt:Body fld:Nom: | Photometric, Diazonium Salt
2012-03-15 | SEQA | Sequential Maternal Screening, Part 1, Serum | FET1 | Number of Fetuses | 11878-6 | Fetuses:Num:Pt:^Patient:Qn:US | Immunoenzymatic Assay
2012-03-15 | GLBF | Glucose, Body Fluid | FLD12 | Fluid Type, Glucose | 14725-6 | Fluid:Type:Pt:Body fld:Nom: | Enzymatic Photometric Assay
2012-03-15 | UEBF | Urea Nitrogen, Body Fluid | FLD15 | Fluid Type, Urea Nitrogen | 14725-6 | Fluid:Type:Pt:Body fld:Nom: | Photometric
2012-03-15 | AMBF | Amylase, Body Fluid | FLD21 | Fluid Type, Amylase | 14725-6 | Fluid:Type:Pt:Body fld:Nom: | Enzymatic Colorimetric
2012-03-15 | TPBF | Protein, Total, Body Fluid | FLD23 | Fluid Type, Protein, Total | 14725-6 | Fluid:Type:Pt:Body fld:Nom: | Colorimetric
2012-03-15 | LPSBF | Lipase, Body Fluid | FLD7 | Fluid Type, Lipase | 14725-6 | Fluid:Type:Pt:Body fld:Nom: | Enzymatic Colorimetric Reaction
2012-03-15 | ELDR | Elder, IgE, Serum | ELDR | Elder, IgE | 6108-5 | Sambucus nigra Ab.IgE:ACnc:Pt:Ser:Qn: | Fluorescence Enzyme Immunoassay (FEIA)
2012-03-15 | ELM | Elm, IgE, Serum | ELM | Elm, IgE | 6109-3 | Ulmus americana Ab.IgE:ACnc:Pt:Ser:Qn: | Fluorescence Enzyme Immunoassay (FEIA)
2012-03-15 | EMAY | Euroglyphus maynei, IgE, Serum | EMAY | Euroglyphus Maynei, IgE | 6114-3 | Euroglyphus maynei Ab.IgE:ACnc:Pt:Ser:Qn: | Fluorescence Enzyme Immunoassay (FEIA)
2012-03-15 | CBC | Complete Blood Cell Count (CBC) with Differential, Blood | EOSAA | Eosinophils, Abs | 711-2 | Eosinophils:NCnc:Pt:Bld:Qn:Automated count | RF/DC (Radio Frequency/Direct Current) Detection/Hydrodynamic Focusing (DC Detection), Flow Cytometry (Using a Semiconductor Laser)/Sodium Lauryl Sulfate (SLS) Hemoglobin
2012-03-15 | EOXD | Ethylene Oxide, IgE, Serum | EOXD | Ethylene Oxide, IgE | 6112-7 | Ethylene oxide Ab.IgE:ACnc:Pt:Ser:Qn: | Fluorescence Enzyme Immunoassay (FEIA)
2012-03-15 | EPIP1 | Epithelia Panel # 1, Serum | EPIP1 | Epithelia Panel # 1 | 30185-3 | (Cat dander+Cow dander+Dog dander+Horse dander) Ab.IgE:ACnc:Pt:Ser:Qn:Multidisk | Fluorescence Enzyme Immunoassay (FEIA)
2012-03-15 | EPO | Erythropoietin, Serum | EPO | Erythropoietin (EPO), S | 15061-5 | Erythropoietin:ACnc:Pt:Ser/Plas:Qn: | Immunoenzymatic Assay
2012-03-15 | EPUR | Epicoccum purpurascens, IgE, Serum | EPUR | Epicoccum Purpurascens, IgE | 6111-9 | Epicoccum purpurascens Ab.IgE:ACnc:Pt:Ser:Qn: | Fluorescence Enzyme Immunoassay (FEIA)
2012-03-15 | ESYC | Eastern Sycamore, IgE, Serum | ESYC | Eastern Sycamore, IgE | 6263-8 | Platanus occidentalis Ab.IgE:ACnc:Pt:Ser:Qn: | Fluorescence Enzyme Immunoassay (FEIA)
2012-03-15 | EUCL | Eucalyptus, IgE, Serum | EUCL | Eucalyptus, IgE | 6113-5 | Eucalyptus spp Ab.IgE:ACnc:Pt:Ser:Qn: | Fluorescence Enzyme Immunoassay (FEIA)
2012-03-15 | F_10 | Coagulation Factor X Activity Assay, Plasma | F_10 | Coag Factor X Assay, P | 3218-5 | Coagulation factor X activity actual/Normal:RelTime:Pt:PPP:Qn:Coag | Optical Clot-Based
2012-03-15 | F_11 | Coagulation Factor XI Activity Assay, Plasma | F_11 | Coag Factor XI Assay, P | 3226-8 | Coagulation factor XI activity actual/Normal:RelTime:Pt:PPP:Qn:Coag | Optical Clot-Based
2012-03-15 | F_12 | Coagulation Factor XII Activity Assay, Plasma | F_12 | Coag Factor XII Assay, P | 3232-6 | Coagulation factor XII activity actual/Normal:RelTime:Pt:PPP:Qn:Coag | Optical Clot-Based
2012-03-15 | F_2 | Coagulation Factor II Activity Assay, Plasma | F_2 | Coag Factor II Assay, P | 3289-6 | Prothrombin.activity actual/Normal:RelTime:Pt:PPP:Qn:Coag | Optical Clot-Based
2012-03-15 | F_7 | Coagulation Factor VII Activity Assay, Plasma | F_7 | Coag Factor VII Assay, P | 3198-9 | Coagulation factor VII activity actual/Normal:RelTime:Pt:PPP:Qn:Coag | Optical Clot-Based
2012-03-15 | F_9 | Coagulation Factor IX Activity Assay, Plasma | F_9 | Coag Factor IX Assay, P | 3187-2 | Coagulation factor IX activity actual/Normal:RelTime:Pt:PPP:Qn:Coag | Optical Clot-Based
2012-03-15 | F8A | Coagulation Factor VIII Activity Assay, Plasma | F8A | Coag Factor VIII Activity Assay, P | 3209-4 | Coagulation factor VIII activity actual/Normal:RelTime:Pt:PPP:Qn:Coag | Optical Clot-Based
2012-03-15 | DUCK | Duck Feathers, IgE, Serum | DUCK | Duck Feathers, IgE | 6100-2 | Duck feather Ab.IgE:ACnc:Pt:Ser:Qn: | Fluorescence Enzyme Immunoassay (FEIA)
2012-03-15 | FACTV | Coagulation Factor V Activity Assay, Plasma | FACTV | Coag Factor V Assay, P | 3193-0 | Coagulation factor V activity actual/Normal:RelTime:Pt:PPP:Qn:Coag | Optical Clot-Based
2012-03-15 | FANT | Fire Ant, IgE, Serum | FANT | Fire Ant, IgE | 6117-6 | Solenopsis invicta Ab.IgE:ACnc:Pt:Ser:Qn: | Fluorescence Enzyme Immunoassay (FEIA)
2012-03-15 | FATF | Fat, Feces | DUR2 | Duration | 13363-7 | Collection duration:Time:*:Stool:Qn: | Nuclear Magnetic Resonance (NMR) Spectroscopy
2012-03-15 | EBVE | Epstein-Barr Virus (EBV), IgG Antibody to Early Antigen, Serum | EBVE | EBV EA IgG Ab, S | 22295-0 | Epstein Barr virus early Ab.IgG:ACnc:Pt:Ser:Ord: | Multiplex Flow Immunoassay
2012-03-15 | EGG | Egg White, IgE, Serum | EGG | Egg White, IgE | 6106-9 | Egg white Ab.IgE:ACnc:Pt:Ser:Qn: | Fluorescence Enzyme Immunoassay (FEIA)
2012-03-15 | EGGP | Eggplant, IgE, Serum | EGGP | Eggplant, IgE | 7296-7 | Solanum melongena Ab.IgE:ACnc:Pt:Ser:Qn: | Fluorescence Enzyme Immunoassay (FEIA)
2012-03-15 | NITF | Nitrogen, Total, Feces | DUR9 | Collection Duration | 13363-7 | Collection duration:Time:*:Stool:Qn: | Dumas Combustion
2012-03-15 | NITU | Nitrogen, Total, 24 Hour, Urine | DUR8 | Collection Duration | 13362-9 | Collection duration:Time:*:Urine:Qn: | Dumas Combustion
2012-03-15 | DF | House Dust Mites/Dermatophagoides farinae, IgE, Serum | DF | House Dust Mites/D.F., IgE | 6095-4 | Dermatophagoides farinae Ab.IgE:ACnc:Pt:Ser:Qn: | Fluorescence Enzyme Immunoassay (FEIA)
2012-03-15 | DILL | Dill, IgE, Serum | DILL | Dill, IgE | 7280-1 | Anethum graveolens Ab.IgE:ACnc:Pt:Ser:Qn: | Fluorescence Enzyme Immunoassay (FEIA)
2012-03-15 | EGPL | English Plantain, IgE, Serum | EGPL | English Plantain, IgE | 6110-1 | Plantago lanceolata Ab.IgE:ACnc:Pt:Ser:Qn: | Fluorescence Enzyme Immunoassay (FEIA)
2012-03-15 | EHOR | European Hornet, IgE, Serum | EHOR | European Hornet, IgE | 15342-9 | Vespa crabro Ab.IgE:ACnc:Pt:Ser:Qn: | Fluorescence Enzyme Immunoassay (FEIA)
2012-03-15 | SEQA | Sequential Maternal Screening, Part 1, Serum | DIAB1 | Insulin Dependent Diabetes | 33248-6 | Diabetes status:Prid:Pt:^Patient:Nom: | Immunoenzymatic Assay
2012-03-15 | DMIC | Dermatophagoides microceras, IgE, Serum | DMIC | D. Microceras, IgE | 14036-8 | Dermatophagoides microceras Ab.IgE:ACnc:Pt:Ser:Qn: | Fluorescence Enzyme Immunoassay (FEIA)
2012-03-15 | DOGD | Dog Dander, IgE, Serum | DOGD | Dog Dander, IgE | 6098-8 | Dog dander Ab.IgE:ACnc:Pt:Ser:Qn: | Fluorescence Enzyme Immunoassay (FEIA)
2012-03-15 | DP | House Dust Mites/Dermatophagoides pteronyssinus, IgE, Serum | DP | House Dust Mites/D.P., IgE | 6096-2 | Dermatophagoides pteronyssinus Ab.IgE:ACnc:Pt:Ser:Qn: | Fluorescence Enzyme Immunoassay (FEIA)
2012-03-15 | CRYE | Cultivated Rye, IgE, Serum | CRYE | Cultivated Rye, IgE | 6236-4 | Secale cereale pollen Ab.IgE:ACnc:Pt:Ser:Qn: | Fluorescence Enzyme Immunoassay (FEIA)
2012-03-15 | CSED | Cottonseed, IgE, Serum | CSED | Cottonseed, IgE | 6089-7 | Cottonseed Ab.IgE:ACnc:Pt:Ser:Qn: | Fluorescence Enzyme Immunoassay (FEIA)
2012-03-15 | CSPR | Chicken Serum Proteins, IgE, Serum | CSPR | Chicken Serum Proteins, IgE | 6836-1 | Chicken serum proteins Ab.IgE:ACnc:Pt:Ser:Qn: | Fluorescence Enzyme Immunoassay (FEIA)
2012-03-15 | CTRE | Chestnut Tree, IgE, Serum | CTRE | Chestnut Tree, IgE | 6069-9 | Castanea sativa pollen Ab.IgE:ACnc:Pt:Ser:Qn: | Fluorescence Enzyme Immunoassay (FEIA)
2012-03-15 | CTWD | Cottonwood, IgE, Serum | CTWD | Cottonwood, IgE | 6090-5 | Populus deltoides Ab.IgE:ACnc:Pt:Ser:Qn: | Fluorescence Enzyme Immunoassay (FEIA)
2012-03-15 | CUKE | Cucumber, IgE, Serum | CUKE | Cucumber, IgE | 6724-9 | Cucumis sativus Ab.IgE:ACnc:Pt:Ser:Qn: | Fluorescence Enzyme Immunoassay (FEIA)
2012-03-15 | CURL | Curvularia lunata, IgE, Serum | CURL | Curvularia Lunata, IgE | 6094-7 | Curvularia lunata Ab.IgE:ACnc:Pt:Ser:Qn: | Fluorescence Enzyme Immunoassay (FEIA)
2012-03-15 | CWAY | Caraway, IgE, Serum | CWAY | Caraway, IgE | 7178-7 | Carum carvi Ab.IgE:ACnc:Pt:Ser:Qn: | Fluorescence Enzyme Immunoassay (FEIA)
2012-03-15 | DAND | Dandelion, IgE, Serum | DAND | Dandelion, IgE | 6097-0 | Taraxacum vulgare Ab.IgE:ACnc:Pt:Ser:Qn: | Fluorescence Enzyme Immunoassay (FEIA)
2012-03-15 | DATRE | Date, Tree, IgE, Serum | DATRE | Date, Tree, IgE | 31002-9 | Phoenix dactylifera Ab.IgE:ACnc:Pt:Ser:Qn: | Fluorescence Enzyme Immunoassay (FEIA)
2012-03-15 | COW | Cow Epithelium, IgE, Serum | COW | Cow Epithelium, IgE | 7257-9 | Cow epithelium Ab.IgE:ACnc:Pt:Ser:Qn: | Fluorescence Enzyme Immunoassay (FEIA)
2012-03-15 | CORT | Cortisol, Serum | CPM | PM Result | 9812-9 | Cortisol^evening specimen:MCnc:Pt:Ser/Plas:Qn: | Immunoenzymatic Assay
2012-03-15 | CRAB | Crab, IgE, Serum | CRAB | Crab, IgE | 6092-1 | Cancer pagurus Ab.IgE:ACnc:Pt:Ser:Qn: | Fluorescence Enzyme Immunoassay (FEIA)
2012-03-15 | CRANB | Cranberry, IgE, Serum | CRANB | Cranberry, IgE | 7262-9 | Vaccinium oxycoccos Ab.IgE:ACnc:Pt:Ser:Qn: | Fluorescence Enzyme Immunoassay (FEIA)
2012-03-15 | CRAY | Crayfish, IgE, Serum | CRAY | Crayfish, IgE | 7265-2 | Astacus astacus Ab.IgE:ACnc:Pt:Ser:Qn: | Fluorescence Enzyme Immunoassay (FEIA)
2012-03-15 | CRBF | Creatinine, Body Fluid | CR_BF | Creatinine, BF | 12190-5 | Creatinine:MCnc:Pt:Body fld:Qn: | Enzymatic
2012-03-15 | 1STT1 | First Trimester Maternal Screen, Serum | CRL1 | CRL | 11957-8 | Length.crown rump:Len:Pt:^Fetus:Qn:US.measured | Immunoenzymatic Assay
2012-03-15 | IFBA | Intrinsic Factor Blocking Antibody, Serum | CMT31 | Comment | 48767-8 | Annotation comment:Imp:Pt:{system}:Nar: | Immunoenzymatic Assay
2012-03-15 | CRNP | Corn Pollen, IgE, Serum | CRNP | Corn Pollen, IgE | 7248-8 | Zea mays pollen Ab.IgE:ACnc:Pt:Ser:Qn: | Fluorescence Enzyme Immunoassay (FEIA)
2012-03-15 | CROT | Carrot, IgE, Serum | CROT | Carrot, IgE | 6061-6 | Daucus carota Ab.IgE:ACnc:Pt:Ser:Qn: | Fluorescence Enzyme Immunoassay (FEIA)
2012-03-15 | CRP | C-Reactive Protein (CRP), Serum | CRP | C-Reactive Protein (CRP), S | 1988-5 | C reactive protein:MCnc:Pt:Ser/Plas:Qn: | Immunoturbidimetric Assay
2012-03-15 | 1STT1 | First Trimester Maternal Screen, Serum | CRL2 | CRL Twin | 11957-8 | Length.crown rump:Len:Pt:^Fetus:Qn:US.measured | Immunoenzymatic Assay
2012-03-15 | SEQA | Sequential Maternal Screening, Part 1, Serum | CRL1A | CRL | 11957-8 | Length.crown rump:Len:Pt:^Fetus:Qn:US.measured | Immunoenzymatic Assay
2012-03-15 | SEQA | Sequential Maternal Screening, Part 1, Serum | CRL2A | CRL Twin | 11957-8 | Length.crown rump:Len:Pt:^Fetus:Qn:US.measured | Immunoenzymatic Assay
2012-03-15 | CNUT | Chestnut, Sweet, IgE, Serum | CNUT | Chestnut, Sweet, IgE | 6259-6 | Castanea sativa Ab.IgE:ACnc:Pt:Ser:Qn: | Fluorescence Enzyme Immunoassay (FEIA)
2012-03-15 | COD | Codfish, IgE, Serum | COD | Codfish, IgE | 6082-2 | Gadus morhua Ab.IgE:ACnc:Pt:Ser:Qn: | Fluorescence Enzyme Immunoassay (FEIA)
2012-03-15 | COM | Complement, Total, Serum | COM | Complement, Total, S | 4532-8 | Complement total hemolytic CH50:ACnc:Pt:Ser/Plas:Qn: | Automated Liposome Lysis Assay
2012-03-15 | FER | Semen Analysis, Semen | CMT45 | Comment | 48767-8 | Annotation comment:Imp:Pt:{system}:Nar: | Manual
2012-03-15 | MSTC1 | Strict Criteria Sperm Morphology for Infertility Diagnosis and Treatment, Semen | CMT56 | Comment | 48767-8 | Annotation comment:Imp:Pt:{system}:Nar: | Kruger Criteria Strict Morphology
2012-03-15 | MSTC | Strict Criteria Sperm Morphology for Infertility Diagnosis and Treatment, Semen | CMT56 | Comment | 48767-8 | Annotation comment:Imp:Pt:{system}:Nar: | Kruger Criteria Strict Morphology
2012-03-15 | FROS2 | Fructose, Qualitative, Semen | CMT49 | Comment | 48767-8 | Annotation comment:Imp:Pt:{system}:Nar: | Qualitative
2012-03-15 | CK | Creatine Kinase (CK), Serum | CK | Creatine Kinase (CK), S | 2157-6 | Creatine kinase:CCnc:Pt:Ser/Plas:Qn: | Photometric, Creatine Phosphate + ADP
2012-03-15 | CORI | Coriander, IgE, Serum | CORI | Coriander, IgE | 16650-4 | Coriandrum sativum Ab.IgE:ACnc:Pt:Ser:Qn: | Fluorescence Enzyme Immunoassay (FEIA)
2012-03-15 | CORN | Corn-Food, IgE, Serum | CORN | Corn-Food, IgE | 6087-1 | Zea mays Ab.IgE:ACnc:Pt:Ser:Qn: | Fluorescence Enzyme Immunoassay (FEIA)
2012-03-15 | COTT | Cotton Fiber, IgE, Serum | COTT | Cotton Fiber, IgE | 19737-6 | Cotton fibers Ab.IgE:ACnc:Pt:Ser:Qn: | Fluorescence Enzyme Immunoassay (FEIA)
2012-03-15 | CITR | Citrate Excretion, 24 Hour, Urine | CITRT | Citrate Excretion, 24 Hr, U | 6687-8 | Citrate:MRat:24H:Urine:Qn: | Enzymatic
2012-03-15 | CMA | Centromere Antibodies, IgG, Serum | CMA | Centromere Ab, IgG, S | 31290-0 | Centromere Ab.IgG:ACnc:Pt:Ser:Qn: | Multiplex Flow Immunoassay
2012-03-15 | CLAD | Cladosporium, IgE, Serum | CLAD | Cladosporium, IgE | 53760-5 | Cladosporium sp Ab.IgE:ACnc:Pt:Ser:Qn: | Fluorescence Enzyme Immunoassay (FEIA)
2012-03-15 | CLAM | Clam, IgE, Serum | CLAM | Clam, IgE | 6076-4 | Ruditapes spp Ab.IgE:ACnc:Pt:Ser:Qn: | Fluorescence Enzyme Immunoassay (FEIA)
2012-03-15 | CLOV | Clove, IgE, Serum | CLOV | Clove, IgE | 7234-8 | Syzygium aromaticum Ab.IgE:ACnc:Pt:Ser:Qn: | Fluorescence Enzyme Immunoassay (FEIA)
2012-03-15 | CLU | Chloride, 24 Hour, Urine | CL24H | Chloride, 24 HR, U | 2079-2 | Chloride:SRat:24H:Urine:Qn: | Potentiometric, Indirect Ion-Selective Electrode (ISE)
2012-03-15 | CMIL | Common Millet, IgE, Serum | CMIL | Common Millet, IgE | 6175-4 | Panicum milliaceum Ab.IgE:ACnc:Pt:Ser:Qn: | Fluorescence Enzyme Immunoassay (FEIA)
2012-03-15 | CHCK | Chicken Feathers, IgE, Serum | CHCK | Chicken Feathers, IgE | 6070-7 | Chicken feather Ab.IgE:ACnc:Pt:Ser:Qn: | Fluorescence Enzyme Immunoassay (FEIA)
2012-03-15 | CHER | Cherry, IgE, Serum | CHER | Cherry, IgE | 6719-9 | Prunus avium Ab.IgE:ACnc:Pt:Ser:Qn: | Fluorescence Enzyme Immunoassay (FEIA)
2012-03-15 | CHGL | Chaetomium globosum, IgE, Serum | CHGL | Chaetomium Globosum, IgE | 7200-9 | Chaetomium globosum Ab.IgE:ACnc:Pt:Ser:Qn: | Fluorescence Enzyme Immunoassay (FEIA)
2012-03-15 | CHIC | Chicken, IgE, Serum | CHIC | Chicken, IgE | 40879-9 | Chicken Ab.IgE:ACnc:Pt:Ser:Qn: | Fluorescence Enzyme Immunoassay (FEIA)
2012-03-15 | CHILI | Chili Pepper, IgE, Serum | CHILI | Chili Pepper, IgE | 7591-1 | Capsicum frutescens Ab.IgE:ACnc:Pt:Ser:Qn: | Fluorescence Enzyme Immunoassay (FEIA)
2012-03-15 | CHOL | Cholesterol, Total, Serum | CHOL | Cholesterol, Total, S | 2093-3 | Cholesterol:MCnc:Pt:Ser/Plas:Qn: | Enzymatic Colorimetric
2012-03-15 | CHUB | Chub Mackerel, IgE, Serum | CHUB | Chub Mackerel, IgE | 10925-6 | Scomber japonicus Ab.IgE:ACnc:Pt:Ser:Qn: | Fluorescence Enzyme Immunoassay (FEIA)
2012-03-15 | CHXP | Chick Pea, IgE, Serum | CHXP | Chick Pea, IgE | 7573-9 | Cicer arietinus Ab.IgE:ACnc:Pt:Ser:Qn: | Fluorescence Enzyme Immunoassay (FEIA)
2012-03-15 | CINN | Cinnamon, IgE, Serum | CINN | Cinnamon, IgE | 6837-9 | Cinnamomum spp Ab.IgE:ACnc:Pt:Ser:Qn: | Fluorescence Enzyme Immunoassay (FEIA)
2012-03-15 | CHLE | Cholesteryl Esters, Serum | CHLES | Cholesteryl Esters, S | 21197-9 | Cholesterol esters/Cholesterol.total:MFr:Pt:Ser/Plas:Qn: | Enzymatic Colorimetric
2012-03-15 | CSU | Chyluria Screen, Random, Urine | CHOLU | Cholesterol, Random, U | 14444-4 | Cholesterol:MCnc:Pt:Urine:Qn: | Enzymatic Colorimetric/Electrophoresis/Spectrophotometry (SP)
2012-03-15 | CATN | Calcitonin, Serum | CATN | Calcitonin, S | 1992-7 | Calcitonin:MCnc:Pt:Ser/Plas:Qn: | Electrochemiluminescence Immunoassay
2012-03-15 | CASH | Cashew, IgE, Serum | CASH | Cashew, IgE | 6718-1 | Anacardium occidentale Ab.IgE:ACnc:Pt:Ser:Qn: | Fluorescence Enzyme Immunoassay (FEIA)
2012-03-15 | CAT | Cat Epithelium, IgE, Serum | CAT | Cat Epithelium, IgE | 6833-8 | Cat dander Ab.IgE:ACnc:Pt:Ser:Qn: | Fluorescence Enzyme Immunoassay (FEIA)
2012-03-15 | CBUR | Cocklebur, IgE, Serum | CBUR | Cocklebur, IgE | 6077-2 | Xanthium commune Ab.IgE:ACnc:Pt:Ser:Qn: | Fluorescence Enzyme Immunoassay (FEIA)
2012-03-15 | CCHZ | Cheese, Cheddar, IgE, Serum | CCHZ | Cheese, Cheddar, IgE | 6067-3 | Cheese cheddar type Ab.IgE:ACnc:Pt:Ser:Qn: | Fluorescence Enzyme Immunoassay (FEIA)
2012-03-15 | CCNT | Coconut, IgE, Serum | CCNT | Coconut, IgE | 6081-4 | Cocos nucifera Ab.IgE:ACnc:Pt:Ser:Qn: | Fluorescence Enzyme Immunoassay (FEIA)
2012-03-15 | CDAB | Candida albicans (Monilia), IgE, Serum | CDAB | Candida Albicans(Monilia), IgE | 6059-0 | Candida albicans Ab.IgE:ACnc:Pt:Ser:Qn: | Fluorescence Enzyme Immunoassay (FEIA)
2012-03-15 | CDROP | Chicken Droppings, IgE, Serum | CDROP | Chicken Droppings, IgE | 19734-3 | Chicken droppings Ab.IgE:ACnc:Pt:Ser:Qn: | Fluorescence Enzyme Immunoassay (FEIA)
2012-03-15 | CEAC | Cephalosporium acremonium, IgE, Serum | CEAC | Cephalosporium Acremonium, IgE | 6066-5 | Acremonium sp Ab.IgE:ACnc:Pt:Ser:Qn: | Fluorescence Enzyme Immunoassay (FEIA)
2012-03-15 | CED | Mountain Cedar, IgE, Serum | CED | Mountain Cedar, IgE | 6178-8 | Juniperus sabinoides Ab.IgE:ACnc:Pt:Ser:Qn: | Fluorescence Enzyme Immunoassay (FEIA)
2012-03-15 | CEDR | Cedar, IgE, Serum | CEDR | Cedar, IgE | 26049-7 | Libocedrus decurrens Ab.IgE:ACnc:Pt:Ser:Qn: | Fluorescence Enzyme Immunoassay (FEIA)
2012-03-15 | CELY | Celery, IgE, Serum | CELY | Celery, IgE | 6065-7 | Apium graveolens Ab.IgE:ACnc:Pt:Ser:Qn: | Fluorescence Enzyme Immunoassay (FEIA)
2012-03-15 | CFTH | Canary Feathers, IgE, Serum | CFTH | Canary Feathers, IgE | 7171-2 | Canary feather Ab.IgE:ACnc:Pt:Ser:Qn: | Fluorescence Enzyme Immunoassay (FEIA)
2012-03-15 | CEASF | Carcinoembryonic Antigen (CEA), Spinal Fluid | CEASF | Carcinoembryonic Ag (CEA), CSF | 2037-0 | Carcinoembryonic Ag:MCnc:Pt:CSF:Qn: | Immunoenzymatic Assay
2012-03-15 | CFX | Protein C Activity, Plasma | CFX | Protein C Activity, P | 27818-4 | Protein C actual/Normal:RelCCnc:Pt:PPP:Qn:Chromo | Chromogenic
2012-03-15 | C1Q | Complement C1q, Serum | C1Q | Complement C1q, S | 4478-4 | Complement C1q:MCnc:Pt:Ser/Plas:Qn: | Nephelometry
2012-03-15 | C3 | Complement C3, Serum | C3 | Complement C3, S | 4485-9 | Complement C3:MCnc:Pt:Ser/Plas:Qn: | Nephelometry
2012-03-15 | C4 | Complement C4, Serum | C4 | Complement C4, S | 4498-2 | Complement C4:MCnc:Pt:Ser/Plas:Qn: | Nephelometry
2012-03-15 | C5AG | C5 Complement, Antigen, Serum | C5AG | C5 Complement, Antigen, S | 4505-4 | Complement C5:MCnc:Pt:Ser/Plas:Qn: | Nephelometry
2012-03-15 | C8FX | C8 Complement, Functional, Serum | C8FX | C8 Complement, Functional, S | 50997-6 | Complement C8.functional:ACnc:Pt:Ser/Plas:Qn: | Automated Liposome Lysis Assay
2012-03-15 | C2729 | Breast Carcinoma-Associated Antigen, Serum | C2729 | Breast Carcinoma Assoc Ag(CA 27.29) | 17842-6 | Cancer Ag 27-29:ACnc:Pt:Ser/Plas:Qn: | Chemiluminometric Immunoassay
2012-03-15 | CABB | Cabbage, IgE, Serum | CABB | Cabbage, IgE | 7169-6 | Brassica oleracea var capitata Ab.IgE:ACnc:Pt:Ser:Qn: | Fluorescence Enzyme Immunoassay (FEIA)
2012-03-15 | CAGR | Canary Grass, IgE, Serum | CAGR | Canary Grass, IgE | 6058-2 | Phalaris arundinacea Ab.IgE:ACnc:Pt:Ser:Qn: | Fluorescence Enzyme Immunoassay (FEIA)
2012-03-15 | CALFL | Cauliflower, IgE, Serum | CALFL | Cauliflower, IgE | 6835-3 | Brassica oleracea var botrytis Ab.IgE:ACnc:Pt:Ser:Qn: | Fluorescence Enzyme Immunoassay (FEIA)
2012-03-15 | CAROB | Carob, IgE, Serum | CAROB | Carob, IgE | 7179-5 | Ceratonia siliqua Ab.IgE:ACnc:Pt:Ser:Qn: | Fluorescence Enzyme Immunoassay (FEIA)
2012-03-15 | CORT | Cortisol, Serum | CAM | AM Result | 9813-7 | Cortisol^morning:MCnc:Pt:Ser/Plas:Qn: | Immunoenzymatic Assay
2012-03-15 | BILIT | Bilirubin, Total, Serum | BILIT | Bilirubin Total, S | 1975-2 | Bilirubin:MCnc:Pt:Ser/Plas:Qn: | Photometric, Diazonium Salt
2012-03-15 | BIR | Silver Birch, IgE, Serum | BIR | Silver Birch, IgE | 15283-5 | Betula verrucosa Ab.IgE:ACnc:Pt:Ser:Qn: | Fluorescence Enzyme Immunoassay (FEIA)
2012-03-15 | BLAC | Beta-Lactoglobulin, IgE, Serum | BLAC | Beta-Lactoglobulin, IgE | 41397-1 | Beta lactoglobulin Ab.IgE:ACnc:Pt:Ser:Qn: | Fluorescence Enzyme Immunoassay (FEIA)
2012-03-15 | BLACK | Blackberry, IgE, Serum | BLACK | Blackberry, IgE | 7151-4 | Rubus fruticosus Ab.IgE:ACnc:Pt:Ser:Qn: | Fluorescence Enzyme Immunoassay (FEIA)
2012-03-15 | BLPEP | Black/White Pepper, IgE, Serum | BLPEP | Black/White Pepper, IgE | 24159-6 | Pepper white+Pepper black Ab.IgE:ACnc:Pt:Ser:Qn: | Fluorescence Enzyme Immunoassay (FEIA)
2012-03-15 | BLUE | Blueberry, IgE, Serum | BLUE | Blueberry, IgE | 7152-2 | Vaccinium myrtillus Ab.IgE:ACnc:Pt:Ser:Qn: | Fluorescence Enzyme Immunoassay (FEIA)
2012-03-15 | BLW | Walnut-Food, IgE, Serum | BLW | Walnut-Food, IgE | 6273-7 | Juglans spp Ab.IgE:ACnc:Pt:Ser:Qn: | Fluorescence Enzyme Immunoassay (FEIA)
2012-03-15 | BNP | B-Type Natriuretic Peptide, Plasma | BNP | B-Type Natriuretic Peptide (BNP) | 30934-4 | Natriuretic peptide.B:MCnc:Pt:Ser/Plas:Qn: | Immunoenzymatic Assay
2012-03-15 | BOT | Botrytis cinerea, IgE, Serum | BOT | Botrytis Cinerea, IgE | 6049-1 | Botrytis cinerea Ab.IgE:ACnc:Pt:Ser:Qn: | Fluorescence Enzyme Immunoassay (FEIA)
2012-03-15 | BOV | Bovine Serum Albumin, IgE, Serum | BOV | Bovine Serum Albumin, IgE | 10922-3 | Bovine serum albumin Ab.IgE:ACnc:Pt:Ser:Qn: | Fluorescence Enzyme Immunoassay (FEIA)
2012-03-15 | BRAZ | Brazil Nut, IgE, Serum | BRAZ | Brazil Nut, IgE | 6050-9 | Bertholletia excelsa Ab.IgE:ACnc:Pt:Ser:Qn: | Fluorescence Enzyme Immunoassay (FEIA)
2012-03-15 | BRLY | Barley, IgE, Serum | BRLY | Barley, IgE | 6037-6 | Hordeum vulgare Ab.IgE:ACnc:Pt:Ser:Qn: | Fluorescence Enzyme Immunoassay (FEIA)
2012-03-15 | CASE | Casein, IgE, Serum | CASE | Casein, IgE | 6062-4 | Casein Ab.IgE:ACnc:Pt:Ser:Qn: | Fluorescence Enzyme Immunoassay (FEIA)
2012-03-15 | LIVPR | Liver Profile, Serum | BILIT | Bilirubin Total, S | 1975-2 | Bilirubin:MCnc:Pt:Ser/Plas:Qn: | BILIT: Photometric, Diazonium Salt BILID: Photometric, Diazotized Sulfanilic Acid AST: Photometric Rate, L-Aspartate with Pyridoxyl-5-Phosphate ALT: Photometric Rate, L-Alanine with Pyridoxal-5-Phosphate ALP: Photometric, p-Nitrophenol Phosphate ALB: Photometric, Bromcresol Green TP: Colorimetric, Biuret
2012-03-15 | BASL | Basil, IgE, Serum | BASL | Basil, IgE | 7118-3 | Ocimum basilicum Ab.IgE:ACnc:Pt:Ser:Qn: | Fluorescence Enzyme Immunoassay (FEIA)
2012-03-15 | BROC | Broccoli, IgE, Serum | BROC | Broccoli, IgE | 6052-5 | Brassica oleracea var italica Ab.IgE:ACnc:Pt:Ser:Qn: | Fluorescence Enzyme Immunoassay (FEIA)
2012-03-15 | BROM | Brome Grass, IgE, Serum | BROM | Brome Grass, IgE | 6053-3 | Bromus inermis Ab.IgE:ACnc:Pt:Ser:Qn: | Fluorescence Enzyme Immunoassay (FEIA)
2012-03-15 | BSPR | Brussels Sprouts, IgE, Serum | BSPR | Brussel Sprouts, IgE | 7160-5 | Brassica oleracea var gemmifera Ab.IgE:ACnc:Pt:Ser:Qn: | Fluorescence Enzyme Immunoassay (FEIA)
2012-03-15 | BTROP | Blomia tropicalis, IgE, Serum | BTROP | Blomia Tropicalis, IgE | 10921-5 | Blomia tropicalis Ab.IgE:ACnc:Pt:Ser:Qn: | Fluorescence Enzyme Immunoassay (FEIA)
2012-03-15 | BUCW | Buckwheat, IgE, Serum | BUCW | Buckwheat, IgE | 6054-1 | Fagopyrum esculentum Ab.IgE:ACnc:Pt:Ser:Qn: | Fluorescence Enzyme Immunoassay (FEIA)
2012-03-15 | BUN | Blood Urea Nitrogen (BUN), Serum | BUN | Bld Urea Nitrog (BUN), S | 3094-0 | Urea nitrogen:MCnc:Pt:Ser/Plas:Qn: | Photometric/Urease
2012-03-15 | BWOR | Blood Worm, IgE, Serum | BWOR | Blood Worm, IgE | 6047-5 | Chironomus thummi Ab.IgE:ACnc:Pt:Ser:Qn: | Fluorescence Enzyme Immunoassay (FEIA)
2012-03-15 | BXMPL | Box Elder/Maple, IgE, Serum | BXMPL | Box Eld/Maple, S, IgE | 7155-5 | Acer negundo Ab.IgE:ACnc:Pt:Ser:Qn: | Fluorescence Enzyme Immunoassay (FEIA)
2012-03-15 | C1ES | C1 Esterase Inhibitor Antigen, Serum | C1ES | C1 Esterase Inhibitor Antigen, S | 4477-6 | Complement C1 esterase inhibitor:MCnc:Pt:Ser/Plas:Qn: | Nephelometry
2012-03-15 | CBC | Complete Blood Cell Count (CBC) with Differential, Blood | BASAA | Basophils, Abs | 704-7 | Basophils:NCnc:Pt:Bld:Qn:Automated count | RF/DC (Radio Frequency/Direct Current) Detection/Hydrodynamic Focusing (DC Detection), Flow Cytometry (Using a Semiconductor Laser)/Sodium Lauryl Sulfate (SLS) Hemoglobin
2012-03-15 | BAYL | Bay Leaf, IgE, Serum | BAYL | Bay Leaf, IgE | 7125-8 | Laurus nobilis Ab.IgE:ACnc:Pt:Ser:Qn: | Fluorescence Enzyme Immunoassay (FEIA)
2012-03-15 | BBEET | Berlin Beetle, IgE, Serum | BBEET | Berlin Beetle, IgE | 15339-5 | Trogoderma angustum Ab.IgE:ACnc:Pt:Ser:Qn: | Fluorescence Enzyme Immunoassay (FEIA)
2012-03-15 | BCYP | Bald Cypress, IgE, Serum | BCYP | Bald Cypress, IgE | 7272-8 | Taxodium distichum Ab.IgE:ACnc:Pt:Ser:Qn: | Fluorescence Enzyme Immunoassay (FEIA)
2012-03-15 | BDRP | Budgerigar Droppings, IgE, Serum | BDRP | Budgerigar Droppings, IgE | 6304-0 | Budgerigar droppings Ab.IgE:ACnc:Pt:Ser:Qn: | Fluorescence Enzyme Immunoassay (FEIA)
2012-03-15 | BECH | Beech, IgE, Serum | BECH | Beech, IgE | 6038-4 | Fagus grandifolia Ab.IgE:ACnc:Pt:Ser:Qn: | Fluorescence Enzyme Immunoassay (FEIA)
2012-03-15 | BEEF | Beef, IgE, Serum | BEEF | Beef, IgE | 6039-2 | Beef Ab.IgE:ACnc:Pt:Ser:Qn: | Fluorescence Enzyme Immunoassay (FEIA)
2012-03-15 | BEETS | Beets (Beetroot), IgE, Serum | BEETS | Beets (Beetroot), IgE | 19728-5 | Beet Ab.IgE:ACnc:Pt:Ser:Qn: | Fluorescence Enzyme Immunoassay (FEIA)
2012-03-15 | BENW | White Bean, IgE, Serum | BENW | White Bean, IgE | 6279-4 | Bean white Ab.IgE:ACnc:Pt:Ser:Qn: | Fluorescence Enzyme Immunoassay (FEIA)
2012-03-15 | BERG | Bermuda Grass, IgE, Serum | BERG | Bermuda Grass, IgE | 6041-8 | Cynodon dactylon Ab.IgE:ACnc:Pt:Ser:Qn: | Fluorescence Enzyme Immunoassay (FEIA)
2012-03-15 | BFTH | Budgerigar Feathers, IgE, Serum | BFTH | Budgerigar Feathers, IgE | 6030-1 | Budgerigar feather Ab.IgE:ACnc:Pt:Ser:Qn: | Fluorescence Enzyme Immunoassay (FEIA)
2012-03-15 | BGRS | Barley Grass, IgE, Serum | BGRS | Barley Grass, IgE | 6037-6 | Hordeum vulgare Ab.IgE:ACnc:Pt:Ser:Qn: | Fluorescence Enzyme Immunoassay (FEIA)
2012-03-15 | BHSF | Beta-Human Chorionic Gonadotropin, Quantitative, Spinal Fluid | BHSF | Chorionic Gonad Beta-Subunit QN,CSF | 14041-8 | Choriogonadotropin.beta subunit:ACnc:Pt:CSF:Qn: | Electrochemiluminescent Immunoassay (ECLIA)
2012-03-15 | BHYD | Beta-Hydroxybutyrate, Serum | BHYD | Beta-Hydroxybutyrate, S | 6873-4 | Beta hydroxybutyrate:SCnc:Pt:Ser/Plas:Qn: | Photometric, B-Hydroxybutyrate Dehydrogenase (B-HBDH)
2012-03-15 | BILID | Bilirubin Direct, Serum | BILID | Bilirubin, Direct | 1968-7 | Bilirubin.glucuronidated+Bilirubin.albumin bound:MCnc:Pt:Ser/Plas:Qn: | Photometric, Diazotized Sulfanilic Acid
2012-03-15 | CDG | Carbohydrate Deficient Transferrin for Congenital Disorders of Glycosylation, Serum | BG160 | Reason for Referral | 42349-1 | Reason for referral:Find:Pt:^Patient:Nar: | Affinity Chromatography-Mass Spectrometry (MS)
2012-03-15 | LIVPR | Liver Profile, Serum | BILID | Bilirubin, Direct | 1968-7 | Bilirubin.glucuronidated+Bilirubin.albumin bound:MCnc:Pt:Ser/Plas:Qn: | BILIT: Photometric, Diazonium Salt BILID: Photometric, Diazotized Sulfanilic Acid AST: Photometric Rate, L-Aspartate with Pyridoxyl-5-Phosphate ALT: Photometric Rate, L-Alanine with Pyridoxal-5-Phosphate ALP: Photometric, p-Nitrophenol Phosphate ALB: Photometric, Bromcresol Green TP: Colorimetric, Biuret
2012-03-12 | MMPM | Mumps Virus Antibody, IgM, Serum | DEXM | Index Value | 25419-3 | Mumps virus Ab.IgM:ACnc:Pt:Ser:Qn:EIA | Enzyme Immunoassay (EIA)
2012-03-12 | MSTC1 | Strict Criteria Sperm Morphology for Infertility Diagnosis and Treatment, Semen | TAILD | Tail Defect | 10604-7 | Spermatozoa.abnormal tail/100 spermatozoa:NFr:Pt:Semen:Qn: | Kruger Criteria Strict Morphology
2012-03-12 | TARR | Tarragon, IgE, Serum | TARR | Tarragon, IgE | 11202-9 | Artemisia dracunculus Ab.IgE:ACnc:Pt:Ser:Qn: | Fluorescence Enzyme Immunoassay (FEIA)
2012-03-12 | TCPT | Trichophyton rubrum, IgE, Serum | TCPT | Trichophyton Rubrum, IgE | 6860-1 | Trichophyton rubrum Ab.IgE:ACnc:Pt:Ser:Qn: | Fluorescence Enzyme Immunoassay (FEIA)
2012-03-12 | MSTC | Strict Criteria Sperm Morphology for Infertility Diagnosis and Treatment, Semen | TAILD | Tail Defect | 10604-7 | Spermatozoa.abnormal tail/100 spermatozoa:NFr:Pt:Semen:Qn: | Kruger Criteria Strict Morphology
2012-03-12 | GDU | Gadolinium, 24 Hour, Urine | TM101 | Collection Duration | 13362-9 | Collection duration:Time:*:Urine:Qn: | Inductively Coupled Plasma Mass Spectrometry (ICP-MS)
2012-03-12 | TEA | Tea, IgE, Serum | TEA | Tea, IgE | 6264-6 | Camellia sinensis Ab.IgE:ACnc:Pt:Ser:Qn: | Fluorescence Enzyme Immunoassay (FEIA)
2012-03-12 | THYRO | Thyrotropin Receptor Antibody, Serum | THYRO | Thyrotropin Receptor Ab, S | 5385-0 | Thyrotropin receptor Ab:ACnc:Pt:Ser:Qn: | Electrochemiluminescence Immunoassay
2012-03-12 | TIMG | Timothy Grass, IgE, Serum | TIMG | Timothy Grass, IgE | 6265-3 | Phleum pratense Ab.IgE:ACnc:Pt:Ser:Qn: | Fluorescence Enzyme Immunoassay (FEIA)
2012-03-12 | TLU | Thallium, 24 Hour, Urine | TIME2 | Collection Duration | 13362-9 | Collection duration:Time:*:Urine:Qn: | Inductively Coupled Plasma Mass Spectrometry (ICP-MS)
2012-03-12 | CLU | Chloride, 24 Hour, Urine | TM30 | Collection Duration | 13362-9 | Collection duration:Time:*:Urine:Qn: | Potentiometric, Indirect Ion-Selective Electrode (ISE)
2012-03-12 | ALB24 | Albumin, 24 Hour, Urine | TM43 | Collection Duration | 13362-9 | Collection duration:Time:*:Urine:Qn: | Immunoturbidity
2012-03-12 | PTU | Protein, Total, 24 Hour, Urine | TP2 | Total Protein, 24 HR, U | 2889-4 | Protein:MRat:24H:Urine:Qn: | Turbidimetry
2012-03-12 | CUU | Copper, 24 Hour, Urine | TM7 | Collection Duration | 13362-9 | Collection duration:Time:*:Urine:Qn: | Triple-Quadrupole Inductively-Coupled Plasma-Mass Spectrometry (ICP-MS/MS)
2012-03-12 | CBC | Complete Blood Cell Count (CBC) with Differential, Blood | WBC | Leukocytes | 6690-2 | Leukocytes:NCnc:Pt:Bld:Qn:Automated count | RF/DC (Radio Frequency/Direct Current) Detection/Hydrodynamic Focusing (DC Detection), Flow Cytometry (Using a Semiconductor Laser)/Sodium Lauryl Sulfate (SLS) Hemoglobin
2012-03-12 | FER | Semen Analysis, Semen | VL53 | Semen Volume | 3160-9 | Specimen volume:Vol:Pt:Semen:Qn: | Manual
2012-03-12 | POSV | Post Vasectomy Check, Semen | VL53 | Semen Volume | 3160-9 | Specimen volume:Vol:Pt:Semen:Qn: | Manual
2012-03-12 | TURKF | Turkey Feathers, IgE, Serum | TURKF | Turkey Feathers, IgE | 7753-7 | Turkey feather Ab.IgE:ACnc:Pt:Ser:Qn: | Fluorescence Enzyme Immunoassay (FEIA)
2012-03-12 | ULCH | Ulocladium chartarum, IgE, Serum | ULCH | Ulocladium Chartarum, IgE | 11204-5 | Ulocladium chartarum Ab.IgE:ACnc:Pt:Ser:Qn: | Fluorescence Enzyme Immunoassay (FEIA)
2012-03-12 | BAHG | Bahia Grass, IgE, Serum | BAHG | Bahia Grass, IgE | 6034-3 | Paspalum notatum Ab.IgE:ACnc:Pt:Ser:Qn: | Fluorescence Enzyme Immunoassay (FEIA)
2012-03-12 | BAMB | Bamboo Shoot, IgE, Serum | BAMB | Bamboo Shoot, IgE | 10920-7 | Phyllostachys pubescens Ab.IgE:ACnc:Pt:Ser:Qn: | Fluorescence Enzyme Immunoassay (FEIA)
2012-03-12 | ALDU | Aldosterone, 24 Hour, Urine | TM47 | Collection Duration (h) | 13362-9 | Collection duration:Time:*:Urine:Qn: | Liquid Chromatography Tandem Mass Spectrometry (LC-MS/MS)
2012-03-12 | HIAA | 5-Hydroxyindoleacetic Acid, 24 Hour, Urine | TM35 | Collection Duration | 13362-9 | Collection duration:Time:*:Urine:Qn: | Liquid Chromatography Tandem Mass Spectrometry (LC-MS/MS)
2012-03-12 | UE3 | Estriol, Unconjugated, Serum | UE3 | Estriol, Unconjugated, S | 2250-9 | Estriol.unconjugated:MCnc:Pt:Ser/Plas:Qn: | Immunoenzymatic Assay
2012-03-12 | URCU | Uric Acid, 24 Hour, Urine | TM29 | Collection Duration | 13362-9 | Collection duration:Time:*:Urine:Qn: | Uricase
2012-03-12 | OXU | Oxalate, 24 Hour, Urine | TM17 | Collection Duration | 13362-9 | Collection duration:Time:*:Urine:Qn: | Enzymatic
2012-03-12 | NAU | Sodium, 24 Hour, Urine | TM11 | Collection Duration | 13362-9 | Collection duration:Time:*:Urine:Qn: | Potentiometric, Indirect Ion-Selective Electrode
2012-03-12 | CATU | Catecholamine Fractionation, Free, 24 Hour, Urine | TM48 | Collection Duration (h) | 13362-9 | Collection duration:Time:*:Urine:Qn: | Liquid Chromatography Tandem Mass Spectrometry (LC-MS/MS)
2012-03-12 | SERU | Serotonin, 24 Hour, Urine | TM80 | Collection Duration (h) | 13362-9 | Collection duration:Time:*:Urine:Qn: | Liquid Chromatography Tandem Mass Spectrometry (LC-MS/MS)
2012-03-12 | ALU | Aluminum, 24 Hour, Urine | TM15 | Collection Duration | 13362-9 | Collection duration:Time:*:Urine:Qn: | Dynamic Reaction Cell Inductively Coupled Plasma Mass Spectrometry (DRC-ICP-MS)
2012-03-12 | COU | Cobalt, 24 Hour, Urine | TM75 | Collection Duration | 13362-9 | Collection duration:Time:*:Urine:Qn: | Inductively Coupled Plasma-Mass Spectrometry (ICP-MS)
2012-03-12 | CRU | Chromium, 24 Hour, Urine | TM44 | Collection Duration | 13362-9 | Collection duration:Time:*:Urine:Qn: | Inductively Coupled Plasma-Mass Spectrometry (ICP-MS)
2012-03-12 | FQPPS | Porphyrins, Feces | TM70 | Collection Duration | 13363-7 | Collection duration:Time:*:Stool:Qn: | High-Performance Liquid Chromatography (HPLC)
2012-03-12 | HVA | Homovanillic Acid, 24 Hour, Urine | TM39 | Collection Duration | 13362-9 | Collection duration:Time:*:Urine:Qn: | Liquid Chromatography Tandem Mass Spectrometry (LC-MS/MS)
2012-03-12 | NIU | Nickel, 24 Hour, Urine | TM18 | Collection Duration | 13362-9 | Collection duration:Time:*:Urine:Qn: | Inductively Coupled Plasma-Mass Spectrometry (ICP-MS)
2012-03-12 | POU | Phosphorus, 24 Hour, Urine | TM12 | Collection Duration | 13362-9 | Collection duration:Time:*:Urine:Qn: | Molybdic Acid
2012-03-12 | PQNU | Porphyrins, Quantitative, 24 Hour, Urine | TM3 | Collection Duration | 13362-9 | Collection duration:Time:*:Urine:Qn: | High-Performance Liquid Chromatography (HPLC) with Fluorometric Detection/Liquid Chromatography Tandem Mass Spectrometry (LC-MS/MS)
2012-03-12 | VMA | Vanillylmandelic Acid, 24 Hour, Urine | TM41 | Collection Duration | 13362-9 | Collection duration:Time:*:Urine:Qn: | Liquid Chromatography Tandem Mass Spectrometry (LC-MS/MS)
2012-03-12 | URAU | Urea, 24 Hour, Urine | TM33 | Collection Duration | 13362-9 | Collection duration:Time:*:Urine:Qn: | Kinetic Ultraviolet Assay
2012-03-12 | PTU | Protein, Total, 24 Hour, Urine | TM23 | Collection Duration | 13362-9 | Collection duration:Time:*:Urine:Qn: | Turbidimetry
2012-03-12 | KUR | Potassium, 24 Hour, Urine | TM28 | Collection Duration | 13362-9 | Collection duration:Time:*:Urine:Qn: | Potentiometric, Indirect Ion-Selective Electrode (ISE)
2012-03-12 | UPH24 | pH, 24 Hour, Urine | TM90 | Collection Duration | 13362-9 | Collection duration:Time:*:Urine:Qn: | pH Meter
2012-03-12 | TOMA | Tomato, IgE, Serum | TOMA | Tomato, IgE | 6266-1 | Lycopersicon lycopersicum Ab.IgE:ACnc:Pt:Ser:Qn: | Fluorescence Enzyme Immunoassay (FEIA)
2012-03-12 | VELV | Velvet Leaf, IgE, Serum | VELV | Velvet Leaf, IgE | 6272-9 | Holcus lanatus Ab.IgE:ACnc:Pt:Ser:Qn: | Fluorescence Enzyme Immunoassay (FEIA)
2012-03-12 | UOSMU | Osmolality, Random, Urine | UOSMU | Osmolality, U | 2695-5 | Osmolality:Osmol:Pt:Urine:Qn: | Freezing Point Depression
2012-03-12 | HGU | Mercury, 24 Hour, Urine | TM5 | Collection Duration | 13362-9 | Collection duration:Time:*:Urine:Qn: | Triple-Quadrupole Inductively Coupled Plasma Mass Spectrometry (ICP-MS/MS)
2012-03-12 | CITR | Citrate Excretion, 24 Hour, Urine | TM51 | Collection Duration | 13362-9 | Collection duration:Time:*:Urine:Qn: | Enzymatic
2012-03-12 | CLU | Chloride, 24 Hour, Urine | VL28 | Urine Volume | 3167-4 | Specimen volume:Vol:24H:Urine:Qn: | Potentiometric, Indirect Ion-Selective Electrode (ISE)
2012-03-12 | FER | Semen Analysis, Semen | VISC | Viscosity | 32789-0 | Viscosity:Visc:Pt:Semen:Ord: | Manual
2012-03-12 | PBU | Lead, 24 Hour, Urine | TM83 | Collection Duration | 13362-9 | Collection duration:Time:*:Urine:Qn: | Triple-Quadrupole Inductively Coupled Plasma Mass Spectrometry (ICP-MS/MS)
2012-03-12 | URIC | Uric Acid, Serum | URIC | Uric Acid, S | 3084-1 | Urate:MCnc:Pt:Ser/Plas:Qn: | Photometric, Uricase/Quinone-Imine Dye Formation
2012-03-12 | ZNU | Zinc, 24 Hour, Urine | TM8 | Collection Duration | 13362-9 | Collection duration:Time:*:Urine:Qn: | Triple-Quadrupole Inductively-Coupled Plasma Mass Spectrometry (ICP-MS/MS)
2012-03-12 | CORTU | Cortisol, Free, 24 Hour, Urine | TM93 | Collection Duration (h) | 13362-9 | Collection duration:Time:*:Urine:Qn: | Liquid Chromatography Tandem Mass Spectrometry (LC-MS/MS)
2012-03-12 | COCOU | Cortisol/Cortisone, Free, 24 Hour, Urine | TM93 | Collection Duration (h) | 13362-9 | Collection duration:Time:*:Urine:Qn: | Liquid Chromatography Tandem Mass Spectrometry (LC-MS/MS)
2012-03-12 | 12PU1 | Protein, Total, 12 Hour, Urine | TPU12 | Protein, Total, 12 HR, U | 26801-1 | Protein:MRat:12H:Urine:Qn: | Turbidimetry
2012-03-12 | TP | Protein, Total, Serum | TP | Protein, Total, S | 2885-2 | Protein:MCnc:Pt:Ser/Plas:Qn: | Colorimetric, Biuret
2012-03-12 | TREE1 | Tree Panel #1, Serum | TREE1 | Tree Panel # 1 | 30184-6 | (Acer negundo+Betula verrucosa+Quercus alba+Ulmus americana+Juglans californica) Ab.IgE:ACnc:Pt:Ser:Qn:Multidisk | Fluorescence Enzyme Immunoassay (FEIA)
2012-03-12 | TUNA | Tuna, IgE, Serum | TUNA | Tuna, IgE | 6270-3 | Thunnus albacares Ab.IgE:ACnc:Pt:Ser:Qn: | Fluorescence Enzyme Immunoassay (FEIA)
2012-03-12 | TURK | Turkey, IgE, Serum | TURK | Turkey, IgE | 6271-1 | Turkey meat Ab.IgE:ACnc:Pt:Ser:Qn: | Fluorescence Enzyme Immunoassay (FEIA)
2012-03-12 | LIVPR | Liver Profile, Serum | TP | Protein, Total, S | 2885-2 | Protein:MCnc:Pt:Ser/Plas:Qn: | BILIT: Photometric, Diazonium Salt BILID: Photometric, Diazotized Sulfanilic Acid AST: Photometric Rate, L-Aspartate with Pyridoxyl-5-Phosphate ALT: Photometric Rate, L-Alanine with Pyridoxal-5-Phosphate ALP: Photometric, p-Nitrophenol Phosphate ALB: Photometric, Bromcresol Green TP: Colorimetric, Biuret
2012-03-12 | TPBF | Protein, Total, Body Fluid | TPBF1 | Protein, Total, BF | 2881-1 | Protein:MCnc:Pt:Body fld:Qn: | Colorimetric
2012-03-12 | NITU | Nitrogen, Total, 24 Hour, Urine | TOTV | Specimen Volume | 28009-9 | Specimen volume:Vol:Pt:Urine:Qn: | Dumas Combustion
2012-03-12 | TREE4 | Tree Panel #4, Serum | TREE4 | Tree Panel # 4 | 30182-0 | (Olea europaea+Salix caprea+Pinus strobus+Eucalyptus spp+Acacia longifolia+Melaleuca leucadendron) Ab.IgE:ACnc:Pt:Ser:Qn:Multidisk | Fluorescence Enzyme Immunoassay (FEIA)
2012-03-12 | TROT | Trout, IgE, Serum | TROT | Trout, IgE | 6268-7 | Oncorhynchus mykiss Ab.IgE:ACnc:Pt:Ser:Qn: | Fluorescence Enzyme Immunoassay (FEIA)
2012-03-12 | TRVI | Trichoderma viride, IgE, Serum | TRVI | Trichoderma Viride, IgE | 6267-9 | Trichoderma viride Ab.IgE:ACnc:Pt:Ser:Qn: | Fluorescence Enzyme Immunoassay (FEIA)
2012-03-12 | TRYPI | Tyrophagus putrescentiae, IgE, Serum | TRYPI | Tyrophagus Putrescentiae, IgE | 6256-2 | Tyrophagus putrescentiae Ab.IgE:ACnc:Pt:Ser:Qn: | Fluorescence Enzyme Immunoassay (FEIA)
2012-03-12 | CSU | Chyluria Screen, Random, Urine | TRIGU | Triglycerides, Random, U | 14450-1 | Triglyceride:MCnc:Pt:Urine:Qn: | Enzymatic Colorimetric/Electrophoresis/Spectrophotometry (SP)
2012-03-12 | TRIG1 | Triglycerides, Serum | TRIG | Triglycerides, S | 2571-8 | Triglyceride:MCnc:Pt:Ser/Plas:Qn: | Enzymatic Colorimetric
2012-03-12 | POU | Phosphorus, 24 Hour, Urine | VL10 | Urine Volume | 3167-4 | Specimen volume:Vol:24H:Urine:Qn: | Molybdic Acid
2012-03-12 | URCU | Uric Acid, 24 Hour, Urine | UACID | Uric Acid, 24 HR, U | 3087-4 | Urate:MRat:24H:Urine:Qn: | Uricase
2012-03-12 | USNU | Ustilago nuda, Mold Grain Rust, IgE, Serum | USNU | Ustilago Nuda, Mold Grain Rust, IgE | 46721-7 | Ustilago nuda Ab.IgE:ACnc:Pt:Ser:Qn: | Fluorescence Enzyme Immunoassay (FEIA)
2012-03-12 | VERG | Sweet Vernal Grass, IgE, Serum | VERG | Sweet Vernal Grass, IgE | 6261-2 | Anthoxanthum odoratum Ab.IgE:ACnc:Pt:Ser:Qn: | Fluorescence Enzyme Immunoassay (FEIA)
2012-03-12 | UEBF | Urea Nitrogen, Body Fluid | UE_BF | Urea Nitrogen, BF | 3093-2 | Urea nitrogen:MCnc:Pt:Body fld:Qn: | Photometric
2012-03-12 | UOSMS | Osmolality, Serum | UOSMS | Osmolality, S | 2692-2 | Osmolality:Osmol:Pt:Ser/Plas:Qn: | Freezing Point Depression
2012-03-12 | URAU | Urea, 24 Hour, Urine | URECN | Urea Concentration | 63481-6 | Urea:MCnc:24H:Urine:Qn: | Kinetic Ultraviolet Assay
2012-03-12 | CRU | Chromium, 24 Hour, Urine | VL42 | Urine Volume | 3167-4 | Specimen volume:Vol:24H:Urine:Qn: | Inductively Coupled Plasma-Mass Spectrometry (ICP-MS)
2012-03-12 | PQNU | Porphyrins, Quantitative, 24 Hour, Urine | VL1 | Urine Volume | 3167-4 | Specimen volume:Vol:24H:Urine:Qn: | High-Performance Liquid Chromatography (HPLC) with Fluorometric Detection/Liquid Chromatography Tandem Mass Spectrometry (LC-MS/MS)
2012-03-12 | UIOD | Iodine, 24 Hour, Urine | VL23 | Urine Volume | 3167-4 | Specimen volume:Vol:24H:Urine:Qn: | Inductively Coupled Plasma Mass Spectrometry (ICP-MS)
2012-03-12 | VANIL | Vanilla, IgE, Serum | VANIL | Vanilla, IgE | 7756-0 | Vanilla planifolia Ab.IgE:ACnc:Pt:Ser:Qn: | Fluorescence Enzyme Immunoassay (FEIA)
2012-03-12 | WFHV | White Faced Hornet Venom, IgE, Serum | WFHV | White Faced Hornet Venom, IgE | 6280-2 | Dolichovespula maculata Ab.IgE:ACnc:Pt:Ser:Qn: | Fluorescence Enzyme Immunoassay (FEIA)
2012-03-12 | URAU | Urea, 24 Hour, Urine | UREA | Urea, 24 HR, U | 48999-7 | Urea:MRat:24H:Urine:Qn: | Kinetic Ultraviolet Assay
2012-03-12 | UPH24 | pH, 24 Hour, Urine | VL72 | Volume | 3167-4 | Specimen volume:Vol:24H:Urine:Qn: | pH Meter
2012-03-12 | CATU | Catecholamine Fractionation, Free, 24 Hour, Urine | VL46 | Volume (mL) | 3167-4 | Specimen volume:Vol:24H:Urine:Qn: | Liquid Chromatography Tandem Mass Spectrometry (LC-MS/MS)
2012-03-12 | SERU | Serotonin, 24 Hour, Urine | VL67 | Volume (mL) | 3167-4 | Specimen volume:Vol:24H:Urine:Qn: | Liquid Chromatography Tandem Mass Spectrometry (LC-MS/MS)
2012-03-12 | CYSQN | Cystinuria Profile, Quantitative, 24 Hour, Urine | VL36 | Urine Volume | 3167-4 | Specimen volume:Vol:24H:Urine:Qn: | Liquid Chromatography Tandem Mass Spectrometry (LC-MS/MS)
2012-03-12 | MNU | Manganese, 24 Hour, Urine | VL24 | Urine Volume | 3167-4 | Specimen volume:Vol:24H:Urine:Qn: | Triple-Quadrupole Inductively Coupled Plasma-Mass Spectrometry (ICP-MS/MS)
2012-03-12 | NIU | Nickel, 24 Hour, Urine | VL30 | Urine Volume | 3167-4 | Specimen volume:Vol:24H:Urine:Qn: | Inductively Coupled Plasma-Mass Spectrometry (ICP-MS)
2012-03-12 | PBU | Lead, 24 Hour, Urine | VL84 | Urine Volume | 3167-4 | Specimen volume:Vol:24H:Urine:Qn: | Triple-Quadrupole Inductively Coupled Plasma Mass Spectrometry (ICP-MS/MS)
2012-03-12 | WALN | Walnut Tree, IgE, Serum | WALN | Walnut Tree, IgE | 6274-5 | Juglans california Ab.IgE:ACnc:Pt:Ser:Qn: | Fluorescence Enzyme Immunoassay (FEIA)
2012-03-12 | KUR | Potassium, 24 Hour, Urine | VL26 | Urine Volume | 3167-4 | Specimen volume:Vol:24H:Urine:Qn: | Potentiometric, Indirect Ion-Selective Electrode (ISE)
2012-03-12 | ALDU | Aldosterone, 24 Hour, Urine | VL45 | Volume (mL) | 3167-4 | Specimen volume:Vol:24H:Urine:Qn: | Liquid Chromatography Tandem Mass Spectrometry (LC-MS/MS)
2012-03-12 | COU | Cobalt, 24 Hour, Urine | VL64 | Urine Volume | 3167-4 | Specimen volume:Vol:24H:Urine:Qn: | Inductively Coupled Plasma-Mass Spectrometry (ICP-MS)
2012-03-12 | HVA | Homovanillic Acid, 24 Hour, Urine | VL37 | Urine Volume | 3167-4 | Specimen volume:Vol:24H:Urine:Qn: | Liquid Chromatography Tandem Mass Spectrometry (LC-MS/MS)
2012-03-12 | URCU | Uric Acid, 24 Hour, Urine | VL27 | Urine Volume | 3167-4 | Specimen volume:Vol:24H:Urine:Qn: | Uricase
2012-03-12 | VMA | Vanillylmandelic Acid, 24 Hour, Urine | VL39 | Urine Volume | 3167-4 | Specimen volume:Vol:24H:Urine:Qn: | Liquid Chromatography Tandem Mass Spectrometry (LC-MS/MS)
2012-03-12 | CITR | Citrate Excretion, 24 Hour, Urine | VL49 | Urine Volume | 3167-4 | Specimen volume:Vol:24H:Urine:Qn: | Enzymatic
2012-03-12 | URAU | Urea, 24 Hour, Urine | VL31 | Urine Volume | 3167-4 | Specimen volume:Vol:24H:Urine:Qn: | Kinetic Ultraviolet Assay
2012-03-12 | CDU | Cadmium, 24 Hour, Urine | VL83 | Total Volume | 3167-4 | Specimen volume:Vol:24H:Urine:Qn: | Triple-Quadrupole Inductively Coupled Plasma Mass Spectrometry (ICP-MS/MS)
2012-03-12 | FQPPS | Porphyrins, Feces | W6 | Total weight | 30078-0 | Specimen weight:Mass:Pt:Stool:Qn: | High-Performance Liquid Chromatography (HPLC)
2012-03-12 | GDU | Gadolinium, 24 Hour, Urine | VL82 | Urine Volume | 3167-4 | Specimen volume:Vol:24H:Urine:Qn: | Inductively Coupled Plasma Mass Spectrometry (ICP-MS)
2012-03-12 | WHTC | Cultivated Wheat, IgE, Serum | WHTC | Cultivated Wheat, IgE | 6277-8 | Triticum aestivum pollen Ab.IgE:ACnc:Pt:Ser:Qn: | Fluorescence Enzyme Immunoassay (FEIA)
2012-03-12 | WPIN | White Pine, IgE, Serum | WPIN | White Pine, IgE | 6282-8 | Pinus strobus Ab.IgE:ACnc:Pt:Ser:Qn: | Fluorescence Enzyme Immunoassay (FEIA)
2012-03-12 | SULFU | Sulfate, 24 Hour, Urine | VL71 | Urine Volume | 3167-4 | Specimen volume:Vol:24H:Urine:Qn: | High-Pressure Ion Chromatography (HPIC)
2012-03-12 | NAU | Sodium, 24 Hour, Urine | VL9 | Urine Volume | 3167-4 | Specimen volume:Vol:24H:Urine:Qn: | Potentiometric, Indirect Ion-Selective Electrode
2012-03-12 | CTU | Creatinine, 24 Hour, Urine | VL8 | Urine Volume | 3167-4 | Specimen volume:Vol:24H:Urine:Qn: | Enzymatic Colorimetric Assay
2012-03-12 | WEED1 | Weed Panel # 1, Serum | WEED1 | Weed Panel # 1 | 24480-6 | (Ambrosia elatior+Artemisia vulgaris+Chenopodium album+Plantago lanceolata+Salsola kali) Ab.IgE:ACnc:Pt:Ser:Qn:Multidisk | Fluorescence Enzyme Immunoassay (FEIA)
2012-03-12 | WHIC | White Hickory, IgE, Serum | WHIC | White Hickory, IgE | 7407-0 | Carya tomentosa Ab.IgE:ACnc:Pt:Ser:Qn: | Fluorescence Enzyme Immunoassay (FEIA)
2012-03-12 | WMEL | Watermelon, IgE, Serum | WMEL | Watermelon, IgE | 7770-1 | Citrullus lanatus Ab.IgE:ACnc:Pt:Ser:Qn: | Fluorescence Enzyme Immunoassay (FEIA)
2012-03-12 | WRW | Western Ragweed, IgE, Serum | WRW | Western Ragweed, IgE | 6275-2 | Ambrosia psilostachya Ab.IgE:ACnc:Pt:Ser:Qn: | Fluorescence Enzyme Immunoassay (FEIA)
2012-03-12 | YJV | Yellow Jacket Venom, IgE, Serum | YJV | Yellow Jacket Venom, IgE | 6740-5 | Vespula spp Ab.IgE:ACnc:Pt:Ser:Qn: | Fluorescence Enzyme Immunoassay (FEIA)
2012-03-12 | FROS2 | Fructose, Qualitative, Semen | VOLSM | Semen Volume | 3160-9 | Specimen volume:Vol:Pt:Semen:Qn: | Qualitative
2012-03-12 | MSTC1 | Strict Criteria Sperm Morphology for Infertility Diagnosis and Treatment, Semen | WBC6 | WBC/mL | 10579-1 | Leukocytes:NCnc:Pt:Semen:Qn: | Kruger Criteria Strict Morphology
2012-03-12 | WEED2 | Weed Panel # 2, Serum | WEED2 | Weed Panel # 2 | 24493-9 | (Ambrosia psilostachya+Artemisia vulgaris+Atriplex lentiformis+Chenopodium album+Plantago lanceolata) Ab.IgE:ACnc:Pt:Ser:Qn:Multidisk | Fluorescence Enzyme Immunoassay (FEIA)
2012-03-12 | WHEY | Whey, IgE, Serum | WHEY | Whey, IgE | 7774-3 | Cow whey Ab.IgE:ACnc:Pt:Ser:Qn: | Fluorescence Enzyme Immunoassay (FEIA)
2012-03-12 | WHT | Wheat, IgE, Serum | WHT | Wheat, IgE | 6276-0 | Triticum aestivum Ab.IgE:ACnc:Pt:Ser:Qn: | Fluorescence Enzyme Immunoassay (FEIA)
2012-03-12 | WILL | Willow, IgE, Serum | WILL | Willow, IgE | 6285-1 | Salix caprea Ab.IgE:ACnc:Pt:Ser:Qn: | Fluorescence Enzyme Immunoassay (FEIA)
2012-03-12 | WORM | Wormwood, IgE, Serum | WORM | Wormwood, IgE | 6286-9 | Artemisia absinthium Ab.IgE:ACnc:Pt:Ser:Qn: | Fluorescence Enzyme Immunoassay (FEIA)
2012-03-12 | WRGR | Wild Rye Grass, IgE, Serum | WRGR | Wild Rye Grass, IgE | 16922-7 | Elymus triticoides Ab.IgE:ACnc:Pt:Ser:Qn: | Fluorescence Enzyme Immunoassay (FEIA)
2012-03-12 | YFHV | Yellow Faced Hornet Venom, IgE, Serum | YFHV | Yellow Faced Hornet Venom, IgE | 6288-5 | Dolichovespula arenaria Ab.IgE:ACnc:Pt:Ser:Qn: | Fluorescence Enzyme Immunoassay (FEIA)
2012-03-12 | YOLK | Egg Yolk, IgE, Serum | YOLK | Egg Yolk, IgE | 6107-7 | Egg yolk Ab.IgE:ACnc:Pt:Ser:Qn: | Fluorescence Enzyme Immunoassay (FEIA)
2012-03-12 | MSTC | Strict Criteria Sperm Morphology for Infertility Diagnosis and Treatment, Semen | WBC6 | WBC/mL | 10579-1 | Leukocytes:NCnc:Pt:Semen:Qn: | Kruger Criteria Strict Morphology
2012-03-12 | FLEP | Leptin | Z0262 | Leptin | 21365-2 | Leptin:MCnc:Pt:Ser/Plas:Qn: | Enzyme-linked immunosorbent assay (ELISA)
2012-03-12 | FFES | Estradiol Free, Serum (includes Estradiol and SHBG) | Z0230 | Sex Hormone Binding Globulin (SHBG) | 13967-5 | Sex hormone binding globulin:SCnc:Pt:Ser/Plas:Qn: | Liquid chromatography tandem mass spectrometry (LC/MS/MS); equilibrium dialysis; immunoradiometric assay (IRMA)
2012-03-12 | FHEXA | Hexagonal Phospholipid Neutralization | Z0210 | Hexagonal Phospholipid Neutral | 3282-1 |  | Clot
2012-03-12 | FFES | Estradiol Free, Serum (includes Estradiol and SHBG) | Z0259 | Estradiol, Serum | 35384-7 |  | Liquid chromatography tandem mass spectrometry (LC/MS/MS); equilibrium dialysis; immunoradiometric assay (IRMA)
2012-03-12 | FGLMA | GlycoMark | Z0275 | GlycoMark | 53835-5 |  | Enzymatic, Colorimetric Assay
2012-03-12 | FINTB | Interleukin 1-Beta | Z0943 | Interleukin 1-Beta | 13629-1 | Interleukin 1 beta:MCnc:Pt:Ser/Plas:Qn: | Direct Enzyme Immunoassay (EIA)
2012-03-12 | HIPA | Hippuric Acid, Urine | Z1309 | Hippuric Acid | 6709-0 | Hippurate:MCnc:Pt:Urine:Qn: | Colorimetry (C) High Performance Liquid Chromatography/Tandem Mass Spectrometry (LC-MS/MS)
2012-03-12 | FFTEN | Tetrahydrobiopterin and Neopterin Profile (BH4, N) | Z2234 | Neopterin | 34146-1 | Neopterin:SCnc:Pt:CSF:Qn: | HPLC/Electrochemistry/Fluorescence
2012-03-12 | FROPI | Ropivacaine, Serum/Plasma | Z2296 | Ropivacaine | 51203-8 | Ropivacaine:MCnc:Pt:Ser/Plas:Qn: | High Performance Liquid Chromatography/ Tandem Mass Spectrometry LC-MS/MS
2012-03-12 | APPL | Apple, IgE, Serum | APPL | Apple, IgE | 6021-0 | Malus sylvestris Ab.IgE:ACnc:Pt:Ser:Qn: | Fluorescence Enzyme Immunoassay (FEIA)
2012-03-12 | APR | Apricot, IgE, Serum | APR | Apricot, IgE | 7091-2 | Prunus armeniaca Ab.IgE:ACnc:Pt:Ser:Qn: | Fluorescence Enzyme Immunoassay (FEIA)
2012-03-12 | FER | Semen Analysis, Semen | APP3 | Appearance | 13359-5 | Character:Aper:Pt:Semen:Nom: | Manual
2012-03-12 | ASCRI | Ascaris, IgE, Serum | ASCRI | Ascaris, IgE | 6022-8 | Ascaris sp Ab.IgE:ACnc:Pt:Ser:Qn: | Fluorescence Enzyme Immunoassay (FEIA)
2012-03-12 | ASHA | Arsenic, Hair | ASHSC | Specimen Source | 31208-2 | Specimen source:Prid:Pt:XXX:Nom: | Inductively Coupled Plasma-Mass Spectrometry (ICP-MS)
2012-03-12 | ASHW | White Ash, IgE, Serum | ASHW | White Ash, IgE | 6278-6 | Fraxinus americana Ab.IgE:ACnc:Pt:Ser:Qn: | Fluorescence Enzyme Immunoassay (FEIA)
2012-03-12 | B12 | Vitamin B12 Assay, Serum | B12 | Vitamin B12 Assay, S | 2132-9 | Cobalamins:MCnc:Pt:Ser:Qn: | Immunoenzymatic Assay
2012-03-12 | B2MC | Beta-2-Microglobulin (Beta-2-M), Spinal Fluid | B2MC | Beta-2-Microglobulin, CSF | 1951-3 | Beta-2-Microglobulin:MCnc:Pt:CSF:Qn: | Nephelometry
2012-03-12 | B2MU | Beta-2 Microglobulin, Random, Urine | B2MU | Beta-2 Microglobulin, U | 1953-9 | Beta-2-Microglobulin:MCnc:Pt:Urine:Qn: | Automated Chemiluminescent Immunometric Assay
2012-03-12 | 1STT1 | First Trimester Maternal Screen, Serum | B_RCE | Patient Race | 21484-1 | Race:Type:Pt:^Mother:Nom: | Immunoenzymatic Assay
2012-03-12 | ASNA | Arsenic, Nails | ASNSC | Specimen Source | 31208-2 | Specimen source:Prid:Pt:XXX:Nom: | Inductively Coupled Plasma-Mass Spectrometry (ICP-MS)
2012-03-12 | ASP | Aspergillus fumigatus, IgE, Serum | ASP | Aspergillus Fumigatus, IgE | 6025-1 | Aspergillus fumigatus Ab.IgE:ACnc:Pt:Ser:Qn: | Fluorescence Enzyme Immunoassay (FEIA)
2012-03-12 | ASPAR | Asparagus, IgE, Serum | ASPAR | Asparagus, IgE | 7099-5 | Asparagus officinalis Ab.IgE:ACnc:Pt:Ser:Qn: | Fluorescence Enzyme Immunoassay (FEIA)
2012-03-12 | ASPG | Aspergillus niger, IgE, Serum | ASPG | Aspergillus niger, IgE | 6830-4 | Aspergillus niger Ab.IgE:ACnc:Pt:Ser:Qn: | Fluorescence Enzyme Immunoassay (FEIA)
2012-03-12 | BANA | Banana, IgE, Serum | BANA | Banana, IgE | 6035-0 | Musa spp Ab.IgE:ACnc:Pt:Ser:Qn: | Fluorescence Enzyme Immunoassay (FEIA)
2012-03-12 | BAP | Bone Alkaline Phosphatase, Serum | BAP | Bone Alkaline Phosphatase, S | 17838-4 | Alkaline phosphatase.bone:MCnc:Pt:Ser/Plas:Qn: | Immunoenzymatic Assay
2012-03-12 | ATTF | Antithrombin Activity, Plasma | ATTF | Antithrombin Activity, P | 27811-9 | Antithrombin actual/Normal:RelCCnc:Pt:PPP:Qn:Chromo | Chromogenic Assay
2012-03-12 | ALB | Albumin, Serum | ALB | Albumin, S | 1751-7 | Albumin:MCnc:Pt:Ser/Plas:Qn: | Photometric, Bromcresol Green
2012-03-12 | ALDR | Grey Alder, IgE, Serum | ALDR | Grey Alder, IgE | 15284-3 | Alnus incana Ab.IgE:ACnc:Pt:Ser:Qn: | Fluorescence Enzyme Immunoassay (FEIA)
2012-03-12 | ALFA | Alpha-Lactalbumin, IgE, Serum | ALFA | Alpha-Lactalbumin, IgE | 7445-0 | Lactalbumin alpha Ab.IgE:ACnc:Pt:Ser:Qn: | Fluorescence Enzyme Immunoassay (FEIA)
2012-03-12 | ALM | Almond, IgE, Serum | ALM | Almond, IgE | 6019-4 | Prunus dulcis Ab.IgE:ACnc:Pt:Ser:Qn: | Fluorescence Enzyme Immunoassay (FEIA)
2012-03-12 | ALTN | Alternaria tenuis, IgE, Serum | ALTN | Alternaria Tenuis, IgE | 6020-2 | Alternaria alternata Ab.IgE:ACnc:Pt:Ser:Qn: | Fluorescence Enzyme Immunoassay (FEIA)
2012-03-12 | AUPU | Aureobasidium pullulans, IgE, Serum | AUPU | Aureobasidium Pullulans, IgE | 6029-3 | Aureobasidium pullulans Ab.IgE:ACnc:Pt:Ser:Qn: | Fluorescence Enzyme Immunoassay (FEIA)
2012-03-12 | AVOC | Avocado, IgE, Serum | AVOC | Avocado, IgE | 6033-5 | Persea americana Ab.IgE:ACnc:Pt:Ser:Qn: | Fluorescence Enzyme Immunoassay (FEIA)
2012-03-12 | LIVPR | Liver Profile, Serum | ALB | Albumin, S | 1751-7 | Albumin:MCnc:Pt:Ser/Plas:Qn: | BILIT: Photometric, Diazonium Salt BILID: Photometric, Diazotized Sulfanilic Acid AST: Photometric Rate, L-Aspartate with Pyridoxyl-5-Phosphate ALT: Photometric Rate, L-Alanine with Pyridoxal-5-Phosphate ALP: Photometric, p-Nitrophenol Phosphate ALB: Photometric, Bromcresol Green TP: Colorimetric, Biuret
2012-03-12 | CASF | IgG/Albumin Ratio, Spinal Fluid | ALB_C | Albumin, CSF | 1746-7 | Albumin:MCnc:Pt:CSF:Qn: | Nephelometry
2012-03-12 | ALS | Aldolase, Serum | ALS | Aldolase, S | 1761-6 | Aldolase:CCnc:Pt:Ser/Plas:Qn: | Photometric
2012-03-12 | SFINC | CSF IgG Index, Spinal Fluid | ALB_C | Albumin, CSF | 1746-7 | Albumin:MCnc:Pt:CSF:Qn: | Only orderable as part of a profile. For more information see SFIN / Cerebrospinal Fluid (CSF) IgG Index, Serum and Spinal Fluid. Nephelometry
2012-03-12 | ALBS1 | Albumin, Serum | ALB_S | Albumin, S | 1751-7 | Albumin:MCnc:Pt:Ser/Plas:Qn: | Only orderable as part of profile. For more information see: SFIG / Cerebrospinal Fluid (CSF) IgG Index Profile, Serum and Spinal Fluid. Photometric
2012-03-12 | AMOXY | Amoxicillin, IgE, Serum | AMOXY | Amoxicillin, IgE | 6829-6 | Amoxicillin Ab.IgE:ACnc:Pt:Ser:Qn: | Fluorescence Enzyme Immunoassay (FEIA)
2012-03-12 | AMP | Ampicillin, IgE, Serum | AMP | Ampicillin, IgE | 6712-4 | Ampicillin Ab.IgE:ACnc:Pt:Ser:Qn: | Fluorescence Enzyme Immunoassay (FEIA)
2012-03-12 | ANCH | Anchovy, IgE, Serum | ANCH | Anchovy, IgE | 7079-7 | Engraulis encrasicolus Ab.IgE:ACnc:Pt:Ser:Qn: | Fluorescence Enzyme Immunoassay (FEIA)
2012-03-12 | ANISP | Anisakis, Parasite, IgE, Serum | ANISP | Anisakis, Parasite, IgE | 10919-9 | Anisakis Ab.IgE:ACnc:Pt:Ser:Qn: | Fluorescence Enzyme Immunoassay (FEIA)
2012-03-12 | ANSE | Anise, IgE, Serum | ANSE | Anise, IgE | 7081-3 | Pimpinella anisum Ab.IgE:ACnc:Pt:Ser:Qn: | Fluorescence Enzyme Immunoassay (FEIA)
2012-03-12 | APCRV | Activated Protein C Resistance V (APCRV), Plasma | APCR | APCRV Ratio | 13590-5 | Activated protein C resistance:TRto:Pt:PPP:Qn:Coag | Optical Clot-Based
2012-03-12 | APIN | Australian Pine, IgE, Serum | APIN | Australian Pine, IgE | 6032-7 | Casuarina equisetifolia Ab.IgE:ACnc:Pt:Ser:Qn: | Fluorescence Enzyme Immunoassay (FEIA)
2012-03-12 | AMBF | Amylase, Body Fluid | AMBFL | Amylase, BF | 1795-4 | Amylase:CCnc:Pt:Body fld:Qn: | Enzymatic Colorimetric
2012-03-12 | AB2GP | Beta-2 Glycoprotein 1 Antibodies, IgA, Serum | AB2GP | Beta 2 GP1 Ab IgA, S | 44447-1 | Beta 2 glycoprotein 1 Ab.IgA:ACnc:Pt:Ser:Qn:EIA | Enzyme-Linked Immunosorbent Assay (ELISA)
2012-03-12 | ACAC | Acacia, IgE, Serum | ACAC | Acacia, IgE | 6015-2 | Acacia longifolia Ab.IgE:ACnc:Pt:Ser:Qn: | Fluorescence Enzyme Immunoassay (FEIA)
2012-03-12 | ACAR | Acarus siro, IgE, Serum | ACAR | Acarus Siro, IgE | 6254-7 | Acarus siro Ab.IgE:ACnc:Pt:Ser:Qn: | Fluorescence Enzyme Immunoassay (FEIA)
2012-03-12 | ACE | Angiotensin Converting Enzyme, Serum | ACE | Angiotensin Converting Enzyme, S | 2742-5 | Angiotensin converting enzyme:CCnc:Pt:Ser/Plas:Qn: | Spectrophotometry (SP)
2012-03-12 | ACTH | Adrenocorticotropic Hormone, Plasma | ACTH | Adrenocorticotropic Hormone, P | 2141-0 | Corticotropin:MCnc:Pt:Plas:Qn: | Electrochemiluminescence Immunoassay
2012-03-12 | ADNAS | Anti-DNase B Titer, Serum | ADNAS | Anti-DNase B Titer, S | 5133-4 | DNAse B Ab.Streptococcal:ACnc:Pt:Ser:Qn: | Nephelometry
2012-03-12 | AFP | Alpha-Fetoprotein (AFP) Tumor Marker, Serum | AFP | Alpha-Fetoprotein, Tumor Marker, S | 53962-7 | Alpha-1-Fetoprotein.tumor marker:MCnc:Pt:Ser/Plas:Qn: | Immunoenzymatic Assay
2012-03-12 | FER | Semen Analysis, Semen | ABSTN | Abstinence | 10587-4 | Sexual abstinence duration:Time:Pt:^Patient:Qn: | Manual
2012-03-12 | POSV | Post Vasectomy Check, Semen | ABSTN | Abstinence | 10587-4 | Sexual abstinence duration:Time:Pt:^Patient:Qn: | Manual
2012-03-12 | AFPSF | Alpha-Fetoprotein (AFP), Spinal Fluid | AFSF | Alpha-Fetoprotein, CSF | 1833-3 | Alpha-1-Fetoprotein:MCnc:Pt:CSF:Qn: | Immunoenzymatic Assay
2012-03-12 | A2M | Alpha-2-Macroglobulin, Serum | A2M | Alpha-2-Macroglobulin, S | 1835-8 | Alpha-2-Macroglobulin:MCnc:Pt:Ser/Plas:Qn: | Nephelometry
2012-03-12 | AAMY | Alpha-Amylase, IgE, Serum | AAMY | Alpha-Amylase, IgE | 7073-0 | Amylase Ab.IgE:ACnc:Pt:Ser:Qn: | Fluorescence Enzyme Immunoassay (FEIA)
2012-03-12 | VZM | Varicella-Zoster Virus (VZV) Antibody, IgM, Serum | 80964 | Varicella-Zoster Ab, IgM, S | 43588-3 | Varicella zoster virus Ab.IgM:ACnc:Pt:Ser:Ord:IF | Immunofluorescence Assay (IFA)
2012-03-12 | AAT | Alpha-1-Antitrypsin, Serum | AAT | Alpha-1-Antitrypsin, S | 6771-0 | Alpha 1 antitrypsin:MCnc:Pt:Ser/Plas:Qn:Nephelometry | Nephelometry
2012-03-12 | A1AF | Alpha-1-Antitrypsin, Random, Feces | AAT_F | Alpha-1-Antitrypsin, Random, F | 9407-8 | Alpha 1 antitrypsin:MCnc:Pt:Stool:Qn: | Nephelometry
2011-10-05 | ARSAW | Arylsulfatase A, Leukocytes | 8779 | Arylsulfatase A, Leukocytes | 24078-8 | Cerebroside sulfatase:CCnt:Pt:WBC:Qn: | Colorimetric Enzyme Assay
2011-10-05 | LPAGF | Lymphocyte Proliferation to Antigens, Blood | 32331 | Antigen Comment | 48767-8 | Annotation comment:Imp:Pt:{system}:Nar: | Flow Cytometry
2011-10-05 | LPMGF | Lymphocyte Proliferation to Mitogens, Blood | 32324 | Mitogen Comment | 48767-8 | Annotation comment:Imp:Pt:{system}:Nar: | Flow Cytometry
2011-10-05 | FMB | Fetomaternal Bleed, Flow Cytometry, Blood | 28202 | Fetal-Maternal Bleed | 55730-6 | Fetal blood:Vol:Pt:Bld:Qn: | Flow Cytometry
2011-10-05 | FMBNY | Fetomaternal Bleed, New York, Blood | 28202 | Fetal-Maternal Bleed | 55730-6 | Fetal blood:Vol:Pt:Bld:Qn: | Flow Cytometry
2011-07-07 | SEQB | Sequential Maternal Screening, Part 2, Serum | 29489 | CRL Twin | 11957-8 | Length.crown rump:Len:Pt:^Fetus:Qn:US.measured | Immunoenzymatic Assay
2011-07-06 | PNRP | Pneumocystis jiroveci, Molecular Detection, PCR, Varies | 24188 | Special Information | 48767-8 | Annotation comment:Imp:Pt:{system}:Nar: | Real-Time Polymerase Chain Reaction (PCR)
2011-06-29 | LLPT | Leukemia/Lymphoma Immunophenotyping, Flow Cytometry, Tissue | 19563 | Referring Pathologist/Physician | 46608-6 | Primary referring physician ID:ID:Pt:Provider:Nom: | Immunophenotyping
2011-06-24 | 17OHP | 17-Hydroxypregnenolone, Serum | 81151 | 17-Hydroxypregnenolone, S | 6765-2 | 17-Hydroxypregnenolone:MCnc:Pt:Ser/Plas:Qn: | Liquid Chromatography Tandem Mass Spectrometry (LC-MS/MS)
2011-06-24 | INHB | Inhibin B, Serum | 88722 | Inhibin B, S | 56940-0 | Inhibin B:MCnc:Pt:Ser/Plas:Qn:EIA | Enzyme-Linked Immunosorbent Assay (ELISA)
2011-06-24 | VMAR | Vanillylmandelic Acid, Random, Urine | 60274 | Vanillylmandelic Acid, Random, U | 3124-5 | Vanillylmandelate/Creatinine:MRto:Pt:Urine:Qn: | Liquid Chromatography Tandem Mass Spectrometry (LC-MS/MS)
2011-06-24 | CORTC | Corticosterone, Serum | 88221 | Corticosterone, S | 2139-4 | Corticosterone:MCnc:Pt:Ser/Plas:Qn: | Liquid Chromatography Tandem Mass Spectrometry (LC-MS/MS)
2011-06-24 | PREGN | Pregnenolone, Serum | 88645 | Pregnenolone, S | 2837-3 | Pregnenolone:MCnc:Pt:Ser/Plas:Qn: | Liquid Chromatography Tandem Mass Spectrometry (LC-MS/MS)
2011-06-24 | B6PA | Pyridoxic Acid (PA), Plasma | 61065 | Pyridoxic Acid (PA), P | 1688-1 | 4-Pyridoxate:MCnc:Pt:Ser/Plas:Qn: | Only orderable as part of a profile. For more information see B6PRO / Vitamin B6 Profile (PLP and PA), Plasma.
2011-06-24 | HVAR | Homovanillic Acid, Random, Urine | 60275 | Homovanillic Acid (HVA), Random, U | 11146-8 | Homovanillate/Creatinine:MRto:Pt:Urine:Qn: | Liquid Chromatography Tandem Mass Spectrometry (LC-MS/MS)
2011-06-23 | BARTB | Bartonella, Molecular Detection, PCR, Blood | 56056 | Bartonella PCR | 16275-0 | Bartonella sp DNA:ACnc:Pt:Bld:Ord:Probe.amp.tar | Real-Time Polymerase Chain Reaction (PCR)
2011-06-23 | LCADP | Adenovirus, Molecular Detection, PCR, Plasma | 56088 | Adenovirus PCR, P | 21055-9 | Adenovirus DNA:ACnc:Pt:Ser/Plas:Ord:Probe.amp.tar | Real-Time Polymerase Chain Reaction (PCR)/DNA Probe Hybridization
2011-06-23 | AGABS | Alpha-Galactosidase, Blood Spot | 50889 | Alpha-Galactosidase, BS | 55908-8 | Alpha galactosidase A:CCnc:Pt:Bld.dot:Qn: | Fluorometric Enzyme Assay
2011-06-23 | AGABS | Alpha-Galactosidase, Blood Spot | 50887 | Reason For Referral | 42349-1 | Reason for referral:Find:Pt:^Patient:Nar: | Fluorometric Enzyme Assay
2011-06-23 | HYOX | Hyperoxaluria Panel, Random, Urine | 50592 | Glycolate | 13751-3 | Glycolate/Creatinine:MRto:Pt:Urine:Qn: | Gas Chromatography Mass Spectrometry (GC-MS)
2011-06-23 | HYOX | Hyperoxaluria Panel, Random, Urine | 50593 | Glycerate | 13749-7 | Glycerate/Creatinine:MRto:Pt:Urine:Qn: | Gas Chromatography Mass Spectrometry (GC-MS)
2011-06-23 | HYOX | Hyperoxaluria Panel, Random, Urine | 50594 | Oxalate | 13483-3 | Oxalate/Creatinine:MRto:Pt:Urine:Qn: | Gas Chromatography Mass Spectrometry (GC-MS)
2011-06-23 | LPMGF | Lymphocyte Proliferation to Mitogens, Blood | 32320 | Max Prolif of PHA as % CD3 | 57741-1 | Lymphocyte proliferation.OKT3 stimulation:NRat:Pt:Bld:Qn: | Flow Cytometry
2011-06-23 | AAUCD | Amino Acids, Urea Cycle Disorders Panel, Plasma | 32442 | Argininosuccinic Acid | 32227-1 | Argininosuccinate:SCnc:Pt:Ser/Plas:Qn: | Liquid Chromatography Tandem Mass Spectrometry (LC-MS/MS)
2011-06-23 | ARSAW | Arylsulfatase A, Leukocytes | 32438 | Reason for referral | 42349-1 | Reason for referral:Find:Pt:^Patient:Nar: | Colorimetric Enzyme Assay
2011-06-23 | PQNRU | Porphyrins, Quantitative, Random, Urine | 32332 | Uroporphyrin, Octa | 25166-0 | Uroporphyrin:SCnc:Pt:Urine:Qn: | High-Performance Liquid Chromatography (HPLC) with Fluorometric Detection/Liquid Chromatography Tandem Mass Spectrometry (LC-MS/MS)
2011-06-23 | PQNRU | Porphyrins, Quantitative, Random, Urine | 32333 | Heptacarboxylporphyrins | 34314-5 | Heptacarboxylporphyrin:SCnc:Pt:Urine:Qn: | High-Performance Liquid Chromatography (HPLC) with Fluorometric Detection/Liquid Chromatography Tandem Mass Spectrometry (LC-MS/MS)
2011-06-23 | PQNRU | Porphyrins, Quantitative, Random, Urine | 32335 | Pentacarboxylporphyrins | 34352-5 | Pentacarboxylporphyrins:SCnc:Pt:Urine:Qn: | High-Performance Liquid Chromatography (HPLC) with Fluorometric Detection/Liquid Chromatography Tandem Mass Spectrometry (LC-MS/MS)
2011-06-23 | PQNRU | Porphyrins, Quantitative, Random, Urine | 32336 | Coproporphyrin, Tetra | 25167-8 | Coproporphyrin:SCnc:Pt:Urine:Qn: | High-Performance Liquid Chromatography (HPLC) with Fluorometric Detection/Liquid Chromatography Tandem Mass Spectrometry (LC-MS/MS)
2011-06-23 | PQNRU | Porphyrins, Quantitative, Random, Urine | 32337 | Porphobilinogen | 2811-8 | Porphobilinogen:SCnc:Pt:Urine:Qn: | High-Performance Liquid Chromatography (HPLC) with Fluorometric Detection/Liquid Chromatography Tandem Mass Spectrometry (LC-MS/MS)
2011-06-23 | AAUCD | Amino Acids, Urea Cycle Disorders Panel, Plasma | 32440 | Glutamine | 20643-3 | Glutamine:SCnc:Pt:Ser/Plas:Qn: | Liquid Chromatography Tandem Mass Spectrometry (LC-MS/MS)
2011-06-23 | AAUCD | Amino Acids, Urea Cycle Disorders Panel, Plasma | 32441 | Citrulline | 20640-9 | Citrulline:SCnc:Pt:Ser/Plas:Qn: | Liquid Chromatography Tandem Mass Spectrometry (LC-MS/MS)
2011-06-23 | AAUCD | Amino Acids, Urea Cycle Disorders Panel, Plasma | 32443 | Arginine | 20637-5 | Arginine:SCnc:Pt:Ser/Plas:Qn: | Liquid Chromatography Tandem Mass Spectrometry (LC-MS/MS)
2011-06-23 | AAUCD | Amino Acids, Urea Cycle Disorders Panel, Plasma | 32444 | Ornithine | 20652-4 | Ornithine:SCnc:Pt:Ser/Plas:Qn: | Liquid Chromatography Tandem Mass Spectrometry (LC-MS/MS)
2011-06-22 | FFRBS | Friedreich Ataxia, Frataxin, Quantitative, Blood Spot | 32249 | Reason for Referral | 42349-1 | Reason for referral:Find:Pt:^Patient:Nar: | Immunoassay
2011-06-22 | FFRWB | Friedreich Ataxia, Frataxin, Quantitative, Blood | 32253 | Reason for Referral | 42349-1 | Reason for referral:Find:Pt:^Patient:Nar: | Immunoassay
2011-06-22 | DASM4 | Drugs of Abuse Screen, Meconium 4 | 32078 | Amphetamine | 26895-3 | Amphetamines:MCnt:Pt:Meconium:Qn: | Competitive Chemiluminescent Immunoassay (CIA)
2011-06-22 | DASM4 | Drugs of Abuse Screen, Meconium 4 | 32080 | Methamphetamine | 27289-8 | Methamphetamine:MCnt:Pt:Meconium:Qn: | Competitive Chemiluminescent Immunoassay (CIA)
2011-06-22 | DASM4 | Drugs of Abuse Screen, Meconium 4 | 32082 | Cocaine | 26956-3 | Cocaine:MCnt:Pt:Meconium:Qn: | Competitive Chemiluminescent Immunoassay (CIA)
2011-06-22 | DASM5 | Drugs of Abuse Screen, Meconium 5 | 32197 | Amphetamine | 26895-3 | Amphetamines:MCnt:Pt:Meconium:Qn: | Competitive Chemiluminescent Immunoassay (CIA)
2011-06-22 | DASM5 | Drugs of Abuse Screen, Meconium 5 | 32199 | Methamphetamine | 27289-8 | Methamphetamine:MCnt:Pt:Meconium:Qn: | Competitive Chemiluminescent Immunoassay (CIA)
2011-06-22 | DASM5 | Drugs of Abuse Screen, Meconium 5 | 32201 | Cocaine | 26956-3 | Cocaine:MCnt:Pt:Meconium:Qn: | Competitive Chemiluminescent Immunoassay (CIA)
2011-06-22 | CARN | Carnitine, Plasma | 32052 | Acylcarnitine (AC) | 14282-8 | Acylcarnitine:SCnc:Pt:Ser/Plas:Qn: | Flow Injection Analysis-Tandem Mass Spectrometry (FIA-MS/MS)
2011-06-22 | CARN | Carnitine, Plasma | 32051 | Free (FC) | 14286-9 | Carnitine.free (C0):SCnc:Pt:Ser/Plas:Qn: | Flow Injection Analysis-Tandem Mass Spectrometry (FIA-MS/MS)
2011-06-22 | CARNS | Carnitine, Serum | 32046 | Free (FC) | 14286-9 | Carnitine.free (C0):SCnc:Pt:Ser/Plas:Qn: | Flow Injection Analysis-Tandem Mass Spectrometry (FIA-MS/MS)
2011-06-22 | CARNS | Carnitine, Serum | 32047 | Acylcarnitine (AC) | 14282-8 | Acylcarnitine:SCnc:Pt:Ser/Plas:Qn: | Flow Injection Analysis-Tandem Mass Spectrometry (FIA-MS/MS)
2011-06-22 | CARNS | Carnitine, Serum | 32048 | AC/FC Ratio | 30193-7 | Acylcarnitine/Carnitine.free (C0):SRto:Pt:Ser/Plas:Qn: | Flow Injection Analysis-Tandem Mass Spectrometry (FIA-MS/MS)
2011-06-22 | PLHBB | Plasma Free Hemoglobin, Plasma | 31970 | Total Plasma Hemoglobin | 721-1 | Hemoglobin.free:MCnc:Pt:Plas:Qn: | Spectrophotometry (SP)
2011-06-22 | ALADW | Aminolevulinic Acid Dehydratase, Washed Erythrocytes | 31946 | ALA Dehydratase | 2813-4 | Porphobilinogen synthase:CCnc:Pt:RBC:Qn: | Enzymatic End point/Spectrofluorometric
2011-06-22 | PEWE | Porphyrins Evaluation, Washed Erythrocytes | 31942 | Total Porphyrins, RBC | 2814-2 | Porphyrins:MCnc:Pt:RBC:Qn: | Spectrofluorometric
2011-06-22 | PPFWE | Protoporphyrins, Fractionation, Washed Erythrocytes | 31932 | Zinc-Complexed Protoporphyrin | 2895-1 | Protoporphyrin.zinc:MCnc:Pt:RBC:Qn: | High-Performance Liquid Chromatography (HPLC) with Fluorescence Detection
2011-06-22 | MMAP | Methylmalonic Acid, Quantitative, Plasma | 31927 | Methylmalonic Acid, QN, P | 13964-2 | Methylmalonate:SCnc:Pt:Ser/Plas:Qn: | Liquid Chromatography Tandem Mass Spectrometry (LC-MS/MS)
2011-06-22 | HGHAR | Mercury, Hair | 31900 | Mercury, Hair | 5686-1 | Mercury:MCnt:Pt:Hair:Qn: | Inductively Coupled Plasma-Mass Spectrometry (ICP-MS)
2011-06-22 | PBHA | Lead, Hair | 31898 | Lead, Hair | 5673-9 | Lead:MCnt:Pt:Hair:Qn: | Inductively Coupled Plasma-Mass Spectrometry (ICP-MS)
2011-06-22 | ASHA | Arsenic, Hair | 31896 | Arsenic, Hair | 5584-8 | Arsenic:MCnt:Pt:Hair:Qn: | Inductively Coupled Plasma-Mass Spectrometry (ICP-MS)
2011-06-22 | UPGDW | Uroporphyrinogen Decarboxylase, Washed Erythrocytes | 31892 | UPG Decarboxylase, RBC | 49596-0 | Uroporphyrinogen decarboxylase:ACnc:Pt:RBC:Qn: | High-Performance Liquid Chromatography (HPLC)/Incubation of Lysed Erythrocytes
2011-06-22 | 6MAMM | 6-Monoacetylmorphine (6-MAM), Confirmation, Meconium | 31874 | 6-Monoacetylmorphine | 29345-6 | 6-Monoacetylmorphine:MCnt:Pt:Meconium:Qn: | Liquid Chromatography Tandem Mass Spectrometry (LC-MS/MS)
2011-06-22 | AMPHM | Amphetamine-Type Stimulants Confirmation, Meconium | 31854 | Amphetamine | 43934-9 | Amphetamines:MCnt:Pt:Meconium:Qn:Confirm | Liquid Chromatography-Tandem Mass Spectrometry (LC-MS/MS)
2011-06-22 | FENTS | Fentanyl, Serum | 31829 | Norfentanyl | 11074-2 | Norfentanyl:MCnc:Pt:Ser/Plas:Qn: | Liquid Chromatography Tandem Mass Spectrometry (LC-MS/MS)
2011-06-22 | SPNC | Streptococcus pneumoniae Antigen, Spinal Fluid | 31667 | Streptococcus pneumoniae Ag, CSF | 20489-1 | Streptococcus pneumoniae Ag:ACnc:Pt:CSF:Ord: | Immunochromatographic Membrane Assay
2011-06-22 | CDU | Cadmium, 24 Hour, Urine | 31106 | Cadmium, 24 Hr, U | 5612-7 | Cadmium:MRat:24H:Urine:Qn: | Triple-Quadrupole Inductively Coupled Plasma Mass Spectrometry (ICP-MS/MS)
2011-06-22 | PBU | Lead, 24 Hour, Urine | 31085 | Lead, 24 Hr, U | 5677-0 | Lead:MRat:24H:Urine:Qn: | Triple-Quadrupole Inductively Coupled Plasma Mass Spectrometry (ICP-MS/MS)
2011-06-22 | DSS | Drug Screen, Prescription/Over the Counter, Serum | 31072 | Drugs detected: | 20785-2 | Drugs identified:Prid:Pt:Ser/Plas:Nom:Screen | Gas Chromatography Mass Spectrometry (GC-MS)
2011-06-22 | SEQB | Sequential Maternal Screening, Part 2, Serum | 29892 | Calculated age at EDD | 43993-5 | Age.at delivery:Time:Pt:^Patient:Qn: | Immunoenzymatic Assay
2011-06-22 | SEQB | Sequential Maternal Screening, Part 2, Serum | 29893 | GA on Collection by U/S Scan 1 | 11888-5 | Gestational age:Time:Pt:^Fetus:Qn:US.composite.estimated | Immunoenzymatic Assay
2011-06-22 | SEQA | Sequential Maternal Screening, Part 1, Serum | 29891 | GA on Collection by U/S Scan | 11888-5 | Gestational age:Time:Pt:^Fetus:Qn:US.composite.estimated | Immunoenzymatic Assay
2011-06-22 | SEQB | Sequential Maternal Screening, Part 2, Serum | 29886 | Number of Fetuses | 11878-6 | Fetuses:Num:Pt:^Patient:Qn:US | Immunoenzymatic Assay
2011-06-22 | SEQB | Sequential Maternal Screening, Part 2, Serum | 29497 | Inhibin | 35738-4 | Inhibin A:MoM:Pt:Ser/Plas:Qn: | Immunoenzymatic Assay
2011-06-22 | SEQB | Sequential Maternal Screening, Part 2, Serum | 29495 | uE3 | 20466-9 | Estriol.unconjugated:MoM:Pt:Ser/Plas:Qn: | Immunoenzymatic Assay
2011-06-22 | SEQB | Sequential Maternal Screening, Part 2, Serum | 29494 | AFP | 20450-3 | Alpha-1-Fetoprotein:MoM:Pt:Ser/Plas:Qn: | Immunoenzymatic Assay
2011-06-22 | SEQB | Sequential Maternal Screening, Part 2, Serum | 29488 | CRL | 11957-8 | Length.crown rump:Len:Pt:^Fetus:Qn:US.measured | Immunoenzymatic Assay
2011-06-22 | SEQB | Sequential Maternal Screening, Part 2, Serum | 29481 | Insulin Dependent Diabetes | 33248-6 | Diabetes status:Prid:Pt:^Patient:Nom: | Immunoenzymatic Assay
2011-06-22 | SEQB | Sequential Maternal Screening, Part 2, Serum | 29482 | Patient Race | 32624-9 | Race:Type:Pt:^Patient:Nom: | Immunoenzymatic Assay
2011-06-22 | SEQA | Sequential Maternal Screening, Part 1, Serum | 29472 | Interpretation | 49586-1 | First & Second trimester integrated maternal screen:Imp:Pt:^Patient:Nom: | Immunoenzymatic Assay
2011-06-22 | PBGU | Porphobilinogen, Quantitative, Random, Urine | 29365 | Porphobilinogen, U | 2811-8 | Porphobilinogen:SCnc:Pt:Urine:Qn: | Liquid Chromatography Tandem Mass Spectrometry (LC-MS/MS)
2011-06-22 | PQNU | Porphyrins, Quantitative, 24 Hour, Urine | 29362 | Porphobilinogen | 14882-5 | Porphobilinogen:SRat:24H:Urine:Qn: | High-Performance Liquid Chromatography (HPLC) with Fluorometric Detection/Liquid Chromatography Tandem Mass Spectrometry (LC-MS/MS)
2011-06-22 | PQNU | Porphyrins, Quantitative, 24 Hour, Urine | 29360 | Pentacarboxylporphyrins | 25494-6 | Pentacarboxylporphyrins:SRat:24H:Urine:Qn: | High-Performance Liquid Chromatography (HPLC) with Fluorometric Detection/Liquid Chromatography Tandem Mass Spectrometry (LC-MS/MS)
2011-06-22 | PQNU | Porphyrins, Quantitative, 24 Hour, Urine | 29361 | Coproporphyrin, Tetra | 15041-7 | Coproporphyrin:SRat:24H:Urine:Qn: | High-Performance Liquid Chromatography (HPLC) with Fluorometric Detection/Liquid Chromatography Tandem Mass Spectrometry (LC-MS/MS)
2011-06-22 | PQNU | Porphyrins, Quantitative, 24 Hour, Urine | 29359 | Hexacarboxylporphyrins | 25438-3 | Hexacarboxylporphyrin:SRat:24H:Urine:Qn: | High-Performance Liquid Chromatography (HPLC) with Fluorometric Detection/Liquid Chromatography Tandem Mass Spectrometry (LC-MS/MS)
2011-06-22 | PQNU | Porphyrins, Quantitative, 24 Hour, Urine | 29357 | Uroporphyrin, Octa | 15096-1 | Uroporphyrin:SRat:24H:Urine:Qn: | High-Performance Liquid Chromatography (HPLC) with Fluorometric Detection/Liquid Chromatography Tandem Mass Spectrometry (LC-MS/MS)
2011-06-22 | PQNU | Porphyrins, Quantitative, 24 Hour, Urine | 29358 | Heptacarboxylporphyrins | 25434-2 | Heptacarboxylporphyrin:SRat:24H:Urine:Qn: | High-Performance Liquid Chromatography (HPLC) with Fluorometric Detection/Liquid Chromatography Tandem Mass Spectrometry (LC-MS/MS)
2011-06-22 | CARNU | Carnitine, Random, Urine | 27121 | Total | 17866-5 | Carnitine/Creatinine:Ratio:Pt:Urine:Qn: | Flow Injection Analysis-Tandem Mass Spectrometry (FIA-MS/MS)
2011-06-21 | JAKXM | JAK2 Exon 12 and Other Non-V617F Mutation Detection, Bone Marrow | 20250 | Final Diagnosis: | 34574-4 | Path report.final diagnosis:Imp:Pt:Specimen:Nom: | Mutation Detection in cDNA Using Sanger Sequencing
2011-06-21 | JAKXB | JAK2 Exon 12 and Other Non-V617F Mutation Detection, Blood | 20194 | Final Diagnosis: | 34574-4 | Path report.final diagnosis:Imp:Pt:Specimen:Nom: | Sanger Sequencing
2011-06-16 | SEQA | Sequential Maternal Screening, Part 1, Serum | 29890 | Calculated Age at EDD | 43993-5 | Age.at delivery:Time:Pt:^Patient:Qn: | Immunoenzymatic Assay
2011-06-16 | SEQB | Sequential Maternal Screening, Part 2, Serum | 29478 | Maternal Date of Birth | 21112-8 | Birth date:TmStp:Pt:^Patient:Qn: | Immunoenzymatic Assay
2011-06-16 | SEQA | Sequential Maternal Screening, Part 1, Serum | 29455 | Maternal Weight | 29463-7 | Body weight:Mass:Pt:^Patient:Qn: | Immunoenzymatic Assay
2011-06-16 | SEQA | Sequential Maternal Screening, Part 1, Serum | 29453 | Maternal Date of Birth | 21112-8 | Birth date:TmStp:Pt:^Patient:Qn: | Immunoenzymatic Assay
2009-11-13 | PRA | Renin Activity, Plasma | 8060 | Renin Activity, P | 2915-7 | Renin:CCnc:Pt:Plas:Qn: | Liquid Chromatography Tandem Mass Spectrometry (LC-MS/MS) Portions of this test are covered by patents held by Quest Diagnostics
2009-11-13 | SFZ | Sulfamethoxazole, Serum | 8238 | Sulfamethoxazole, S | 10342-4 | Sulfamethoxazole:MCnc:Pt:Ser/Plas:Qn: | Liquid Chromatography Mass Spectrometry (LC-MS/MS)
2009-11-13 | BUTAS | Butalbital, Serum | 8427 | Butalbital, S | 6895-7 | Butalbital:MCnc:Pt:Ser/Plas:Qn: | Gas Chromatography-Mass Spectrometry (GC-MS)
2009-11-13 | CATP | Catecholamine Fractionation, Free, Plasma | 2846 | Norepinephrine | 2666-6 | Norepinephrine:MCnc:Pt:Plas:Qn: | Liquid Chromatography Tandem Mass Spectrometry (LC-MS/MS)
2009-11-13 | TTST | Testosterone, Total, Mass Spectrometry, Serum | 8533 | Testosterone, Total, S | 2986-8 | Testosterone:MCnc:Pt:Ser/Plas:Qn: | Liquid Chromatography Tandem Mass Spectrometry (LC-MS/MS)
2009-11-13 | ALDU | Aldosterone, 24 Hour, Urine | 8556 | Aldosterone, U | 1765-7 | Aldosterone:MRat:24H:Urine:Qn: | Liquid Chromatography Tandem Mass Spectrometry (LC-MS/MS)
2009-11-13 | ALDS | Aldosterone, Serum | 8557 | Aldosterone, S | 1763-2 | Aldosterone:MCnc:Pt:Ser/Plas:Qn: | Liquid Chromatography Tandem Mass Spectrometry (LC-MS/MS)
2009-11-13 | DIA | Diazepam and Nordiazepam, Serum | 2459 | Diazepam and Nordiazepam | 16757-7 | Diazepam+Nordiazepam:MCnc:Pt:Ser/Plas:Qn: | Liquid Chromatography Tandem Mass Spectrometry (LC-MS/MS)
2009-11-13 | DIA | Diazepam and Nordiazepam, Serum | 2475 | Nordiazepam | 3537-8 | Nordiazepam:MCnc:Pt:Ser/Plas:Qn: | Liquid Chromatography Tandem Mass Spectrometry (LC-MS/MS)
2009-11-13 | NAGW | Hexosaminidase A and Total Hexosaminidase, Leukocytes | 2294 | Hexosaminidase Percent A, WBC | 23825-3 | Beta-N-acetylhexosaminidase.A/Beta-N-acetylhexosaminidase.total:CFr:Pt:WBC:Qn: | Heat Inactivation, Fluorometric, Semi-Automated
2009-11-13 | ARSU | Arylsulfatase A, 24 Hour, Urine | 8777 | Arylsulfatase A, U | 42726-0 | Cerebroside sulfatase:CCnc:24H:Urine:Qn: | Colorimetric, Enzyme Assay
2009-11-13 | TCP | T-Cell Subsets, Naive, Memory, and Activated, Blood | 29174 | Activated CD4 T cells (4+CD25+) | 26982-9 | Cells.CD4+CD25+:NCnc:Pt:Bld:Qn: | Flow Cytometry
2009-11-13 | OHPG | 17-Hydroxyprogesterone, Serum | 9231 | 17-Hydroxyprogesterone, S | 1668-3 | 17-Hydroxyprogesterone:MCnc:Pt:Ser/Plas:Qn: | Liquid Chromatography-Tandem Mass Spectrometry (LC-MS/MS)
2009-11-13 | FLEC | Flecainide, Serum | 9243 | Flecainide, S | 3638-4 | Flecainide:MCnc:Pt:Ser/Plas:Qn: | Liquid Chromatography Tandem Mass Spectrometry (LC-MS/MS)
2009-11-13 | AMIO | Amiodarone, Serum | 2485 | Desethylamiodarone | 6774-4 | Desethylamiodarone:MCnc:Pt:Ser/Plas:Qn: | Liquid Chromatography Mass Spectrometry (LC-MS/MS)
2009-11-13 | AMIO | Amiodarone, Serum | 9247 | Amiodarone, S | 3330-8 | Amiodarone:MCnc:Pt:Ser/Plas:Qn: | Liquid Chromatography Mass Spectrometry (LC-MS/MS)
2009-11-13 | CATU | Catecholamine Fractionation, Free, 24 Hour, Urine | 2106 | Norepinephrine | 2668-2 | Norepinephrine:MRat:24H:Urine:Qn: | Liquid Chromatography Tandem Mass Spectrometry (LC-MS/MS)
2009-11-13 | TBBS | Quantitative Lymphocyte Subsets: T, B, and Natural Killer (NK) Cells, Blood | 3316 | % CD3 (T Cells) | 8124-0 | Cells.CD3/100 cells:NFr:Pt:Bld:Qn: | Flow Cytometry
2009-11-13 | TBBS | Quantitative Lymphocyte Subsets: T, B, and Natural Killer (NK) Cells, Blood | 3318 | % CD19 (B Cells) | 8117-4 | Cells.CD19/100 cells:NFr:Pt:Bld:Qn: | Flow Cytometry
2009-11-13 | TBBS | Quantitative Lymphocyte Subsets: T, B, and Natural Killer (NK) Cells, Blood | 3321 | CD45 Total Lymph Count | 27071-0 | Cells.CD45:NCnc:Pt:Bld:Qn: | Flow Cytometry
2009-11-13 | TBBS | Quantitative Lymphocyte Subsets: T, B, and Natural Killer (NK) Cells, Blood | 3324 | CD19 (B Cells) | 8116-6 | Cells.CD19:NCnc:Pt:Bld:Qn: | Flow Cytometry
2009-11-13 | TBBS | Quantitative Lymphocyte Subsets: T, B, and Natural Killer (NK) Cells, Blood | 4055 | CD16+CD56 (NK cells) | 20402-4 | Cells.CD16+CD56+:NCnc:Pt:Bld:Qn: | Flow Cytometry
2009-11-13 | CINP | Cortisol, Mass Spectrometry, Serum | 84279 | Cortisol, S, LC-MS/MS | 2143-6 | Cortisol:MCnc:Pt:Ser/Plas:Qn: | Liquid Chromatography Tandem Mass Spectrometry (LC-MS/MS)
2009-11-13 | ANST | Androstenedione, Serum | 7730 | Androstenedione, S | 1854-9 | Androstenedione:MCnc:Pt:Ser/Plas:Qn: | Liquid Chromatography Tandem Mass Spectrometry (LC-MS/MS)
2009-11-13 | TMP | Trimethoprim, Serum | 80146 | Trimethoprim, S | 11005-6 | Trimethoprim:MCnc:Pt:Ser/Plas:Qn: | Liquid Chromatography Tandem Mass Spectrometry (LC-MS/MS)
2009-11-13 | PFN | Propafenone, Serum | 80295 | Propafenone, S | 6905-4 | Propafenone:MCnc:Pt:Ser/Plas:Qn: | Liquid Chromatography Tandem Mass Spectrometry (LC-MS/MS)
2009-11-13 | FELBA | Felbamate (Felbatol), Serum | 80782 | Felbamate (Felbatol), S | 6899-9 | Felbamate:MCnc:Pt:Ser/Plas:Qn: | Liquid Chromatography Tandem Mass Spectrometry (LC-MS/MS)
2009-11-13 | PINS | Proinsulin, Plasma | 80908 | Proinsulin, P | 27882-0 | Proinsulin:SCnc:Pt:Ser/Plas:Qn: | Electrochemiluminescent Assay
2009-11-13 | ITCON | Itraconazole, Serum | 81247 | Itraconazole, S | 10989-2 | Itraconazole:MCnc:Pt:Ser/Plas:Qn: | Liquid Chromatography Tandem Mass Spectrometry (LC-MS/MS)
2009-11-13 | E1 | Estrone, Serum | 81418 | Estrone, S | 2258-2 | Estrone:MCnc:Pt:Ser/Plas:Qn: | Liquid Chromatography Tandem Mass Spectrometry (LC-MS/MS)
2009-11-13 | DHTS | Dihydrotestosterone, Serum | 81479 | Dihydrotestosterone, S | 1848-1 | Androstanolone:MCnc:Pt:Ser/Plas:Qn: | Liquid Chromatography Tandem Mass Spectrometry (LC-MS/MS) Portions of this test are covered by patents held by Quest Diagnostics
2009-11-13 | MPA | Mycophenolic Acid, Serum | 15226 | Mycophenolic Acid | 23905-3 | Mycophenolate:MCnc:Pt:Ser/Plas:Qn: | Liquid Chromatography Tandem Mass Spectrometry (LC-MS/MS)
2009-11-13 | MPA | Mycophenolic Acid, Serum | 15227 | MPA Glucuronide | 23906-1 | Mycophenolate glucuronide:MCnc:Pt:Ser/Plas:Qn: | Liquid Chromatography Tandem Mass Spectrometry (LC-MS/MS)
2009-11-13 | FLUC | 5-Flucytosine, Serum | 82741 | 5-Flucytosine, S | 3639-2 | 5-Fluorocytosine:MCnc:Pt:Ser/Plas:Qn: | Liquid Chromatography Tandem Mass Spectrometry (LC-MS/MS)
2009-11-13 | PTHRP | Parathyroid Hormone-Related Peptide, Plasma | 81774 | PTH-Related Peptide | 15087-0 | Parathyrin related protein:SCnc:Pt:Ser/Plas:Qn: | Immunochemiluminometric Assay (ICMA)
2009-11-13 | HALO | Haloperidol, Serum | 169 | Reduced Haloperidol | 38364-6 | Haloperidol.reduced:MCnc:Pt:Ser/Plas:Qn: | Liquid Chromatography Tandem Mass Spectrometry (LC-MS/MS)
2009-11-13 | HALO | Haloperidol, Serum | 80339 | Haloperidol, S | 3669-9 | Haloperidol:MCnc:Pt:Ser/Plas:Qn: | Liquid Chromatography Tandem Mass Spectrometry (LC-MS/MS)
2009-11-13 | NICOS | Nicotine and Metabolites, Serum | 21313 | Nicotine | 3853-9 | Nicotine:MCnc:Pt:Ser/Plas:Qn: | Liquid Chromatography Tandem Mass Spectrometry (LC-MS/MS)
2009-11-13 | NICOS | Nicotine and Metabolites, Serum | 21314 | Cotinine | 10365-5 | Cotinine:MCnc:Pt:Ser/Plas:Qn: | Liquid Chromatography Tandem Mass Spectrometry (LC-MS/MS)
2009-11-13 | NICOU | Nicotine and Metabolites, Random, Urine | 21321 | Cotinine | 10366-3 | Cotinine:MCnc:Pt:Urine:Qn: | Liquid Chromatography Tandem Mass Spectrometry (LC-MS/MS)
2009-11-13 | NICOU | Nicotine and Metabolites, Random, Urine | 21323 | Anabasine | 33915-0 | Anabasine:MCnc:Pt:Urine:Qn: | Liquid Chromatography Tandem Mass Spectrometry (LC-MS/MS)
2009-11-13 | NICOU | Nicotine and Metabolites, Random, Urine | 21324 | Nornicotine | 33917-6 | Nornicotine:MCnc:Pt:Urine:Qn: | Liquid Chromatography Tandem Mass Spectrometry (LC-MS/MS)
2009-11-13 | NICOU | Nicotine and Metabolites, Random, Urine | 82510 | Nicotine | 3854-7 | Nicotine:MCnc:Pt:Urine:Qn: | Liquid Chromatography Tandem Mass Spectrometry (LC-MS/MS)
2009-11-13 | TBNY | T, B and NK Lymphocyte Quantitation, New York, Blood | 3316 | % CD3 (T Cells) | 8124-0 | Cells.CD3/100 cells:NFr:Pt:Bld:Qn: | Fluorescent Flow Cytometry
2009-11-13 | TBNY | T, B and NK Lymphocyte Quantitation, New York, Blood | 3318 | % CD19 (B Cells) | 8117-4 | Cells.CD19/100 cells:NFr:Pt:Bld:Qn: | Fluorescent Flow Cytometry
2009-11-13 | TBNY | T, B and NK Lymphocyte Quantitation, New York, Blood | 3321 | CD45 Total Lymph Count | 27071-0 | Cells.CD45:NCnc:Pt:Bld:Qn: | Fluorescent Flow Cytometry
2009-11-13 | TBNY | T, B and NK Lymphocyte Quantitation, New York, Blood | 3324 | CD19 (B Cells) | 8116-6 | Cells.CD19:NCnc:Pt:Bld:Qn: | Fluorescent Flow Cytometry
2009-11-13 | TBNY | T, B and NK Lymphocyte Quantitation, New York, Blood | 4055 | CD16+CD56 (NK cells) | 20402-4 | Cells.CD16+CD56+:NCnc:Pt:Bld:Qn: | Fluorescent Flow Cytometry
2009-11-13 | OMHC | Oxcarbazepine Metabolite, Serum | 81030 | Oxcarbazepine Metabolite (MHC), S | 31019-3 | 10-Hydroxycarbazepine:MCnc:Pt:Ser/Plas:Qn: | High-Turbulence Liquid Chromatography Mass Spectrometry (HTLC-MS/MS)
2009-11-13 | SGSS | Synthetic Glucocorticoid Screen, Serum | 23593 | Betamethasone | 41745-1 | Betamethasone:MCnc:Pt:Ser/Plas:Qn: | Liquid Chromatography Tandem Mass Spectrometry (LC-MS/MS) Stable Isotope Dilution Analysis
2009-11-13 | SGSS | Synthetic Glucocorticoid Screen, Serum | 23594 | Budesonide | 41747-7 | Budesonide:MCnc:Pt:Ser/Plas:Qn: | Liquid Chromatography Tandem Mass Spectrometry (LC-MS/MS) Stable Isotope Dilution Analysis
2009-11-13 | SGSS | Synthetic Glucocorticoid Screen, Serum | 23595 | Dexamethasone | 14062-4 | Dexamethasone:MCnc:Pt:Ser/Plas:Qn: | Liquid Chromatography Tandem Mass Spectrometry (LC-MS/MS) Stable Isotope Dilution Analysis
2009-11-13 | SGSS | Synthetic Glucocorticoid Screen, Serum | 23596 | Fludrocortisone | 41754-3 | Fludrocortisone:MCnc:Pt:Ser/Plas:Qn: | Liquid Chromatography Tandem Mass Spectrometry (LC-MS/MS) Stable Isotope Dilution Analysis
2009-11-13 | SGSS | Synthetic Glucocorticoid Screen, Serum | 23600 | Megestrol Acetate | 41762-6 | Megestrol acetate:MCnc:Pt:Ser/Plas:Qn: | Liquid Chromatography Tandem Mass Spectrometry (LC-MS/MS) Stable Isotope Dilution Analysis
2009-11-13 | SGSS | Synthetic Glucocorticoid Screen, Serum | 23601 | Methylprednisolone | 14186-1 | Methylprednisolone:MCnc:Pt:Ser/Plas:Qn: | Liquid Chromatography Tandem Mass Spectrometry (LC-MS/MS) Stable Isotope Dilution Analysis
2009-11-13 | SGSS | Synthetic Glucocorticoid Screen, Serum | 23605 | Triamcinolone Acetonide | 41767-5 | Triamcinolone acetonide:MCnc:Pt:Ser/Plas:Qn: | Liquid Chromatography Tandem Mass Spectrometry (LC-MS/MS) Stable Isotope Dilution Analysis
2009-11-13 | SGSU | Synthetic Glucocorticoid Screen, Random, Urine | 23562 | Betamethasone | 46946-0 | Betamethasone:MCnc:Pt:Urine:Qn: | Liquid Chromatography Tandem Mass Spectrometry (LC-MS/MS)
2009-11-13 | SGSU | Synthetic Glucocorticoid Screen, Random, Urine | 23563 | Budesonide | 46947-8 | Budesonide:MCnc:Pt:Urine:Qn: | Liquid Chromatography Tandem Mass Spectrometry (LC-MS/MS)
2009-11-13 | SGSU | Synthetic Glucocorticoid Screen, Random, Urine | 23564 | Dexamethasone | 46948-6 | Dexamethasone:MCnc:Pt:Urine:Qn: | Liquid Chromatography Tandem Mass Spectrometry (LC-MS/MS)
2009-11-13 | SGSU | Synthetic Glucocorticoid Screen, Random, Urine | 23565 | Fludrocortisone | 46949-4 | Fludrocortisone:MCnc:Pt:Urine:Qn: | Liquid Chromatography Tandem Mass Spectrometry (LC-MS/MS)
2009-11-13 | SGSU | Synthetic Glucocorticoid Screen, Random, Urine | 23569 | Megestrol Acetate | 46953-6 | Megestrol acetate:MCnc:Pt:Urine:Qn: | Liquid Chromatography Tandem Mass Spectrometry (LC-MS/MS)
2009-11-13 | SGSU | Synthetic Glucocorticoid Screen, Random, Urine | 23570 | Methylprednisolone | 46954-4 | Methylprednisolone:MCnc:Pt:Urine:Qn: | Liquid Chromatography Tandem Mass Spectrometry (LC-MS/MS)
2009-11-13 | SGSU | Synthetic Glucocorticoid Screen, Random, Urine | 23574 | Triamcinolone Acetonide | 46958-5 | Triamcinolone acetonide:MCnc:Pt:Urine:Qn: | Liquid Chromatography Tandem Mass Spectrometry (LC-MS/MS)
2009-11-13 | TCD4 | CD4 Count for Immune Monitoring, Blood | 3316 | % CD3 (T Cells) | 8124-0 | Cells.CD3/100 cells:NFr:Pt:Bld:Qn: | Flow Cytometry
2009-11-13 | TCD4 | CD4 Count for Immune Monitoring, Blood | 3321 | CD45 Total Lymph Count | 27071-0 | Cells.CD45:NCnc:Pt:Bld:Qn: | Flow Cytometry
2009-11-13 | NAGR | Hexosaminidase A and Total, Leukocytes/Molecular Reflex, Whole Blood | 2294 | Hexosaminidase Percent A, WBC | 23825-3 | Beta-N-acetylhexosaminidase.A/Beta-N-acetylhexosaminidase.total:CFr:Pt:WBC:Qn: | Heat Inactivation/Fluorometric/Semiautomated
2009-11-13 | SER | Serotonin, Serum | 84395 | Serotonin, S | 27057-9 | Serotonin:MCnc:Pt:Ser:Qn: | Liquid Chromatography Tandem Mass Spectrometry (LC-MS/MS)
2009-11-13 | SERWB | Serotonin, Blood | 84373 | Serotonin, B | 2939-7 | Serotonin:MCnc:Pt:Bld:Qn: | Liquid Chromatography Tandem Mass Spectrometry (LC-MS/MS)
2009-11-13 | ZONI | Zonisamide, Serum | 83685 | Zonisamide, S | 29620-2 | Zonisamide:MCnc:Pt:Ser/Plas:Qn: | Liquid Chromatography Tandem Mass Spectrometry (LC-MS/MS)
2009-11-13 | SERU | Serotonin, 24 Hour, Urine | 26603 | Serotonin, 24 Hr, U | 18253-5 | Serotonin:MRat:24H:Urine:Qn: | Liquid Chromatography Tandem Mass Spectrometry (LC-MS/MS)
2009-11-13 | VORI | Voriconazole, Serum | 88698 | Voriconazole, S | 38370-3 | Voriconazole:MCnc:Pt:Ser/Plas:Qn: | Liquid Chromatography Tandem Mass Spectrometry (LC-MS/MS)
2009-11-13 | TREGS | T-Cell Subsets, Regulatory (Tregs), Blood | 29143 | % Activated CD4+ T cells (4+CD25+) | 13332-2 | Cells.CD4+CD25+/100 cells:NFr:Pt:Bld:Qn: | Flow Cytometry
2009-11-13 | TREGS | T-Cell Subsets, Regulatory (Tregs), Blood | 29147 | Activated CD4+ T cells (4+CD25+) | 26982-9 | Cells.CD4+CD25+:NCnc:Pt:Bld:Qn: | Flow Cytometry
2009-11-13 | SECOS | Secobarbital, Serum | 8243 | Secobarbital, S | 4028-7 | Secobarbital:MCnc:Pt:Ser/Plas:Qn: | Gas Chromatography Mass Spectrometry (GC-MS)
2009-11-13 | AMOBS | Amobarbital, Serum | 8325 | Amobarbital, S | 3338-1 | Amobarbital:MCnc:Pt:Ser/Plas:Qn: | Gas Chromatography Mass Spectrometry (GC-MS)
2009-11-13 | FLT | FLT3 Mutation Analysis, Varies | 19236 | Final Diagnosis: | 34574-4 | Path report.final diagnosis:Imp:Pt:Specimen:Nom: | Polymerase Chain Reaction (PCR)/Capillary Electrophoresis
2009-11-13 | POSA | Posaconazole, Serum | 89591 | Posaconazole, S | 53731-6 | Posaconazole:MCnc:Pt:Ser/Plas:Qn: | Liquid Chromatography-Tandem Mass Spectrometry (LC-MS/MS)
2009-11-13 | LCMV | Cytomegalovirus (CMV), Molecular Detection, PCR, Varies | 81240 | Cytomegalovirus PCR | 5000-5 | Cytomegalovirus DNA:ACnc:Pt:XXX:Ord:Probe.amp.tar | Real-Time Polymerase Chain Reaction (PCR)/DNA Probe Hybridization
2009-11-13 | AACSF | Amino Acids, Quantitative, Spinal Fluid | 30107 | Threonine | 22643-1 | Threonine:SCnc:Pt:CSF:Qn: | Liquid Chromatography Tandem Mass Spectrometry (LC-MS/MS) Portions of this test are covered by patents held by Quest Diagnostics
2009-11-13 | AACSF | Amino Acids, Quantitative, Spinal Fluid | 30108 | Serine | 22644-9 | Serine:SCnc:Pt:CSF:Qn: | Liquid Chromatography Tandem Mass Spectrometry (LC-MS/MS) Portions of this test are covered by patents held by Quest Diagnostics
2009-11-13 | AACSF | Amino Acids, Quantitative, Spinal Fluid | 30109 | Asparagine | 26603-1 | Asparagine:SCnc:Pt:CSF:Qn: | Liquid Chromatography Tandem Mass Spectrometry (LC-MS/MS) Portions of this test are covered by patents held by Quest Diagnostics
2009-11-13 | AACSF | Amino Acids, Quantitative, Spinal Fluid | 30110 | Glutamic Acid | 22652-2 | Glutamate:SCnc:Pt:CSF:Qn: | Liquid Chromatography Tandem Mass Spectrometry (LC-MS/MS) Portions of this test are covered by patents held by Quest Diagnostics
2009-11-13 | AACSF | Amino Acids, Quantitative, Spinal Fluid | 30111 | Glutamine | 22641-5 | Glutamine:SCnc:Pt:CSF:Qn: | Liquid Chromatography Tandem Mass Spectrometry (LC-MS/MS) Portions of this test are covered by patents held by Quest Diagnostics
2009-11-13 | AACSF | Amino Acids, Quantitative, Spinal Fluid | 30112 | Proline | 22645-6 | Proline:SCnc:Pt:CSF:Qn: | Liquid Chromatography Tandem Mass Spectrometry (LC-MS/MS) Portions of this test are covered by patents held by Quest Diagnostics
2009-11-13 | AACSF | Amino Acids, Quantitative, Spinal Fluid | 30115 | Glycine | 22650-6 | Glycine:SCnc:Pt:CSF:Qn: | Liquid Chromatography Tandem Mass Spectrometry (LC-MS/MS) Portions of this test are covered by patents held by Quest Diagnostics
2009-11-13 | AACSF | Amino Acids, Quantitative, Spinal Fluid | 30116 | Alanine | 22657-1 | Alanine:SCnc:Pt:CSF:Qn: | Liquid Chromatography Tandem Mass Spectrometry (LC-MS/MS) Portions of this test are covered by patents held by Quest Diagnostics
2009-11-13 | AACSF | Amino Acids, Quantitative, Spinal Fluid | 30117 | Citrulline | 22654-8 | Citrulline:SCnc:Pt:CSF:Qn: | Liquid Chromatography Tandem Mass Spectrometry (LC-MS/MS) Portions of this test are covered by patents held by Quest Diagnostics
2009-11-13 | AACSF | Amino Acids, Quantitative, Spinal Fluid | 30118 | Alpha-amino-n-butyric Acid | 26586-8 | Alpha aminobutyrate:SCnc:Pt:CSF:Qn: | Liquid Chromatography Tandem Mass Spectrometry (LC-MS/MS) Portions of this test are covered by patents held by Quest Diagnostics
2009-11-13 | AACSF | Amino Acids, Quantitative, Spinal Fluid | 30119 | Valine | 22649-8 | Valine:SCnc:Pt:CSF:Qn: | Liquid Chromatography Tandem Mass Spectrometry (LC-MS/MS) Portions of this test are covered by patents held by Quest Diagnostics
2009-11-13 | AACSF | Amino Acids, Quantitative, Spinal Fluid | 30120 | Cystine | 22653-0 | Cystine:SCnc:Pt:CSF:Qn: | Liquid Chromatography Tandem Mass Spectrometry (LC-MS/MS) Portions of this test are covered by patents held by Quest Diagnostics
2009-11-13 | AACSF | Amino Acids, Quantitative, Spinal Fluid | 30121 | Methionine | 22648-0 | Methionine:SCnc:Pt:CSF:Qn: | Liquid Chromatography Tandem Mass Spectrometry (LC-MS/MS) Portions of this test are covered by patents held by Quest Diagnostics
2009-11-13 | AACSF | Amino Acids, Quantitative, Spinal Fluid | 30122 | Isoleucine | 22659-7 | Isoleucine:SCnc:Pt:CSF:Qn: | Liquid Chromatography Tandem Mass Spectrometry (LC-MS/MS) Portions of this test are covered by patents held by Quest Diagnostics
2009-11-13 | AACSF | Amino Acids, Quantitative, Spinal Fluid | 30123 | Leucine | 9412-8 | Leucine:SCnc:Pt:CSF:Qn: | Liquid Chromatography Tandem Mass Spectrometry (LC-MS/MS) Portions of this test are covered by patents held by Quest Diagnostics
2009-11-13 | AACSF | Amino Acids, Quantitative, Spinal Fluid | 30124 | Tyrosine | 22642-3 | Tyrosine:SCnc:Pt:CSF:Qn: | Liquid Chromatography Tandem Mass Spectrometry (LC-MS/MS) Portions of this test are covered by patents held by Quest Diagnostics
2009-11-13 | AACSF | Amino Acids, Quantitative, Spinal Fluid | 30125 | Phenylalanine | 22646-4 | Phenylalanine:SCnc:Pt:CSF:Qn: | Liquid Chromatography Tandem Mass Spectrometry (LC-MS/MS) Portions of this test are covered by patents held by Quest Diagnostics
2009-11-13 | AACSF | Amino Acids, Quantitative, Spinal Fluid | 30126 | Ornithine | 22647-2 | Ornithine:SCnc:Pt:CSF:Qn: | Liquid Chromatography Tandem Mass Spectrometry (LC-MS/MS) Portions of this test are covered by patents held by Quest Diagnostics
2009-11-13 | AACSF | Amino Acids, Quantitative, Spinal Fluid | 30127 | Lysine | 22651-4 | Lysine:SCnc:Pt:CSF:Qn: | Liquid Chromatography Tandem Mass Spectrometry (LC-MS/MS) Portions of this test are covered by patents held by Quest Diagnostics
2009-11-13 | AACSF | Amino Acids, Quantitative, Spinal Fluid | 30128 | Histidine | 9453-2 | Histidine:SCnc:Pt:CSF:Qn: | Liquid Chromatography Tandem Mass Spectrometry (LC-MS/MS) Portions of this test are covered by patents held by Quest Diagnostics
2009-11-13 | AACSF | Amino Acids, Quantitative, Spinal Fluid | 30129 | Arginine | 22656-3 | Arginine:SCnc:Pt:CSF:Qn: | Liquid Chromatography Tandem Mass Spectrometry (LC-MS/MS) Portions of this test are covered by patents held by Quest Diagnostics
2009-11-13 | AACSF | Amino Acids, Quantitative, Spinal Fluid | 81934 | Taurine | 26614-8 | Taurine:SCnc:Pt:CSF:Qn: | Liquid Chromatography Tandem Mass Spectrometry (LC-MS/MS) Portions of this test are covered by patents held by Quest Diagnostics
2009-11-13 | ACHE_ | Acetylcholinesterase, Amniotic Fluid | 9287 | Acetylcholinesterase, AF | 30106-9 | Acetylcholinesterase:ACnc:Pt:Amnio fld:Ord: | Polyacrylamide Electrophoresis
2009-11-13 | ACRN | Acylcarnitines, Quantitative, Plasma | 10288 | Acetylcarnitine, C2 | 30191-1 | Acetylcarnitine (C2):SCnc:Pt:Ser/Plas:Qn: | Flow Injection Analysis-Tandem Mass Spectrometry (FIA-MS/MS)
2009-11-13 | ACRN | Acylcarnitines, Quantitative, Plasma | 10289 | Propionylcarnitine, C3 | 30551-6 | Propionylcarnitine (C3):SCnc:Pt:Ser/Plas:Qn: | Flow Injection Analysis-Tandem Mass Spectrometry (FIA-MS/MS)
2009-11-13 | ACRN | Acylcarnitines, Quantitative, Plasma | 10290 | Iso-/Butyrylcarnitine, C4 | 43243-5 | Isobutyrylcarnitine (C4):SCnc:Pt:Ser/Plas:Qn: | Flow Injection Analysis-Tandem Mass Spectrometry (FIA-MS/MS)
2009-11-13 | ACRN | Acylcarnitines, Quantitative, Plasma | 10293 | Isovaleryl-/2-Methylbutyrylcarn C5 | 30531-8 | Isovalerylcarnitine+Methylbutyrylcarnitine (C5):SCnc:Pt:Ser/Plas:Qn: | Flow Injection Analysis-Tandem Mass Spectrometry (FIA-MS/MS)
2009-11-13 | ACRN | Acylcarnitines, Quantitative, Plasma | 10295 | Hexanoylcarnitine, C6 | 30358-6 | Hexanoylcarnitine (C6):SCnc:Pt:Ser/Plas:Qn: | Flow Injection Analysis-Tandem Mass Spectrometry (FIA-MS/MS)
2009-11-13 | ACRN | Acylcarnitines, Quantitative, Plasma | 10297 | 3-OH-hexanoylcarnitine, C6-OH | 30236-4 | 3-Hydroxyhexanoylcarnitine (C6-OH):SCnc:Pt:Ser/Plas:Qn: | Flow Injection Analysis-Tandem Mass Spectrometry (FIA-MS/MS)
2009-11-13 | ACRN | Acylcarnitines, Quantitative, Plasma | 10299 | Octanoylcarnitine, C8 | 30540-9 | Octanoylcarnitine (C8):SCnc:Pt:Ser/Plas:Qn: | Flow Injection Analysis-Tandem Mass Spectrometry (FIA-MS/MS)
2009-11-13 | ACRN | Acylcarnitines, Quantitative, Plasma | 10301 | Decenoylcarnitine, C10:1 | 30328-9 | Decenoylcarnitine (C10:1):SCnc:Pt:Ser/Plas:Qn: | Flow Injection Analysis-Tandem Mass Spectrometry (FIA-MS/MS)
2009-11-13 | ACRN | Acylcarnitines, Quantitative, Plasma | 10302 | Decanoylcarnitine, C10 | 30327-1 | Decanoylcarnitine (C10):SCnc:Pt:Ser/Plas:Qn: | Flow Injection Analysis-Tandem Mass Spectrometry (FIA-MS/MS)
2009-11-13 | ACRN | Acylcarnitines, Quantitative, Plasma | 10304 | Glutarylcarnitine, C5-DC | 30349-5 | Glutarylcarnitine (C5-DC):SCnc:Pt:Ser/Plas:Qn: | Flow Injection Analysis-Tandem Mass Spectrometry (FIA-MS/MS)
2009-11-13 | ACRN | Acylcarnitines, Quantitative, Plasma | 10305 | Dodecenoylcarnitine, C12:1 | 30332-1 | Dodecenoylcarnitine (C12:1):SCnc:Pt:Ser/Plas:Qn: | Flow Injection Analysis-Tandem Mass Spectrometry (FIA-MS/MS)
2009-11-13 | ACRN | Acylcarnitines, Quantitative, Plasma | 10306 | Dodecanoylcarnitine, C12 | 30331-3 | Dodecanoylcarnitine (C12):SCnc:Pt:Ser/Plas:Qn: | Flow Injection Analysis-Tandem Mass Spectrometry (FIA-MS/MS)
2009-11-13 | ACRN | Acylcarnitines, Quantitative, Plasma | 10307 | 3-OH-dodecanoylcarnitine, C12-OH | 30233-1 | 3-Hydroxydodecanoylcarnitine (C12-OH):SCnc:Pt:Ser/Plas:Qn: | Flow Injection Analysis-Tandem Mass Spectrometry (FIA-MS/MS)
2009-11-13 | ACRN | Acylcarnitines, Quantitative, Plasma | 10308 | Tetradecadienoylcarnitine, C14:2 | 30564-9 | Tetradecadienoylcarnitine (C14:2):SCnc:Pt:Ser/Plas:Qn: | Flow Injection Analysis-Tandem Mass Spectrometry (FIA-MS/MS)
2009-11-13 | ACRN | Acylcarnitines, Quantitative, Plasma | 10309 | Tetradecenoylcarnitine, C14:1 | 30566-4 | Tetradecenoylcarnitine (C14:1):SCnc:Pt:Ser/Plas:Qn: | Flow Injection Analysis-Tandem Mass Spectrometry (FIA-MS/MS)
2009-11-13 | ACRN | Acylcarnitines, Quantitative, Plasma | 10310 | Tetradecanoylcarnitine, C14 | 30565-6 | Tetradecanoylcarnitine (C14):SCnc:Pt:Ser/Plas:Qn: | Flow Injection Analysis-Tandem Mass Spectrometry (FIA-MS/MS)
2009-11-13 | ACRN | Acylcarnitines, Quantitative, Plasma | 10311 | 3-OH-tetradecenoylcarnitine C14:1OH | 30190-3 | 3-Hydroxytetradecenoylcarnitine (C14:1-OH):SCnc:Pt:Ser/Plas:Qn: | Flow Injection Analysis-Tandem Mass Spectrometry (FIA-MS/MS)
2009-11-13 | ACRN | Acylcarnitines, Quantitative, Plasma | 10312 | 3-OH-tetradecanoylcarnitine, C14-OH | 30238-0 | 3-Hydroxytetradecanoylcarnitine (C14-OH):SCnc:Pt:Ser/Plas:Qn: | Flow Injection Analysis-Tandem Mass Spectrometry (FIA-MS/MS)
2009-11-13 | ACRN | Acylcarnitines, Quantitative, Plasma | 10313 | Hexadecenoylcarnitine, C16:1 | 30357-8 | Palmitoleylcarnitine (C16:1):SCnc:Pt:Ser/Plas:Qn: | Flow Injection Analysis-Tandem Mass Spectrometry (FIA-MS/MS)
2009-11-13 | ACRN | Acylcarnitines, Quantitative, Plasma | 10314 | Hexadecanoylcarnitine, C16 | 30356-0 | Palmitoylcarnitine (C16):SCnc:Pt:Ser/Plas:Qn: | Flow Injection Analysis-Tandem Mass Spectrometry (FIA-MS/MS)
2009-11-13 | ACRN | Acylcarnitines, Quantitative, Plasma | 10315 | 3-OH-hexadecenoylcarnitine,C16:1-OH | 30235-6 | 3-Hydroxypalmitoleylcarnitine (C16:1-OH):SCnc:Pt:Ser/Plas:Qn: | Flow Injection Analysis-Tandem Mass Spectrometry (FIA-MS/MS)
2009-11-13 | ACRN | Acylcarnitines, Quantitative, Plasma | 10316 | 3-OH-hexadecanoylcarnitine, C16-OH | 30234-9 | 3-Hydroxypalmitoylcarnitine (C16-OH):SCnc:Pt:Ser/Plas:Qn: | Flow Injection Analysis-Tandem Mass Spectrometry (FIA-MS/MS)
2009-11-13 | ACRN | Acylcarnitines, Quantitative, Plasma | 10317 | Octadecadienoylcarnitine, C18:2 | 30534-2 | Linoleoylcarnitine (C18:2):SCnc:Pt:Ser/Plas:Qn: | Flow Injection Analysis-Tandem Mass Spectrometry (FIA-MS/MS)
2009-11-13 | ACRN | Acylcarnitines, Quantitative, Plasma | 10318 | Octadecenoylcarnitine, C18:1 | 30542-5 | Oleoylcarnitine (C18:1):SCnc:Pt:Ser/Plas:Qn: | Flow Injection Analysis-Tandem Mass Spectrometry (FIA-MS/MS)
2009-11-13 | ACRN | Acylcarnitines, Quantitative, Plasma | 10319 | Octadecanoylcarnitine, C18 | 30560-7 | Stearoylcarnitine (C18):SCnc:Pt:Ser/Plas:Qn: | Flow Injection Analysis-Tandem Mass Spectrometry (FIA-MS/MS)
2009-11-13 | ACRN | Acylcarnitines, Quantitative, Plasma | 10320 | 3-OH-octadecadienoylcarn, C18:2-OH | 30237-2 | 3-Hydroxylinoleoylcarnitine (C18:2-OH):SCnc:Pt:Ser/Plas:Qn: | Flow Injection Analysis-Tandem Mass Spectrometry (FIA-MS/MS)
2009-11-13 | ACRN | Acylcarnitines, Quantitative, Plasma | 10321 | 3-OH-octadecenoylcarnitine C18:1-OH | 30312-3 | 3-Hydroxyoleoylcarnitine (C18:1-OH):SCnc:Pt:Ser/Plas:Qn: | Flow Injection Analysis-Tandem Mass Spectrometry (FIA-MS/MS)
2009-11-13 | ACRN | Acylcarnitines, Quantitative, Plasma | 82413 | Acylcarnitines, Quantitative, P | 46252-3 | Acylcarnitine pattern:Imp:Pt:Ser/Plas:Nom: | Flow Injection Analysis-Tandem Mass Spectrometry (FIA-MS/MS)
2009-11-13 | AFPA | Alpha-Fetoprotein, Amniotic Fluid | 24234 | GA Used | 21299-3 | Gestational age method:Prid:Pt:^Fetus:Nom:* | AFPA: Immunoenzymatic Assay ACHE_: Polyacrylamide Electrophoresis
2009-11-13 | AFPA | Alpha-Fetoprotein, Amniotic Fluid | 24239 | GA at Collection by Scan | 11888-5 | Gestational age:Time:Pt:^Fetus:Qn:US.composite.estimated | AFPA: Immunoenzymatic Assay ACHE_: Polyacrylamide Electrophoresis
2009-11-13 | AFPA | Alpha-Fetoprotein, Amniotic Fluid | 24240 | GA at Collection by Dates | 11885-1 | Gestational age:Time:Pt:^Fetus:Qn:Estimated from last menstrual period | AFPA: Immunoenzymatic Assay ACHE_: Polyacrylamide Electrophoresis
2009-11-13 | AGAS | Alpha-Galactosidase, Serum | 50590 | Alpha-Galactosidase,S | 1813-5 | Alpha galactosidase A:CCnc:Pt:Ser/Plas:Qn: | Fluorometric
2009-11-13 | AL | Aluminum, Serum | 8373 | Aluminum, S | 5574-9 | Aluminum:MCnc:Pt:Ser/Plas:Qn: | Dynamic-Reaction Cell Inductively-Coupled Plasma Mass Spectrometry (DRC-ICP-MS)
2009-11-13 | ALPS | Alpha Beta Double-Negative T Cells for Autoimmune Lymphoproliferative Syndrome, Blood | 23973 | %alpha/beta-TCR DNT | 34962-1 | Cells.CD3+TCR alpha beta+/100 cells:NFr:Pt:Bld:Qn: | Flow Cytometry
2009-11-13 | ALPS | Alpha Beta Double-Negative T Cells for Autoimmune Lymphoproliferative Syndrome, Blood | 23974 | alpha/beta-TCR DNT | 34963-9 | Cells.CD3+TCR alpha beta+:NCnc:Pt:Bld:Qn: | Flow Cytometry
2009-11-13 | ALU | Aluminum, 24 Hour, Urine | 8828 | Aluminum, 24 Hr, U | 26707-0 | Aluminum:MRat:24H:Urine:Qn: | Dynamic Reaction Cell Inductively Coupled Plasma Mass Spectrometry (DRC-ICP-MS)
2009-11-13 | ANCA | Cytoplasmic Neutrophil Antibodies, Serum | 3119 | p-ANCA | 17357-5 | Neutrophil cytoplasmic Ab.perinuclear:ACnc:Pt:Ser:Ord:IF | Indirect Immunofluorescence (IIF)
2009-11-13 | ASNA | Arsenic, Nails | 2535 | Arsenic, Nails | 8157-0 | Arsenic:MCnt:Pt:Nail:Qn: | Inductively Coupled Plasma-Mass Spectrometry (ICP-MS)
2009-11-13 | ASPAG | Aspergillus (Galactomannan) Antigen, Serum | 84356 | Aspergillus Ag, S | 44357-2 | Galactomannan Ag:ACnc:Pt:Ser/Plas:Qn:EIA | Enzyme Immunoassay (EIA)
2009-11-13 | BAKDM | BCR/ABL1, Tyrosine Kinase Inhibitor Resistance, Kinase Domain Mutation Screen, Sanger Sequencing, Varies | 19824 | Final Diagnosis: | 34574-4 | Path report.final diagnosis:Imp:Pt:Specimen:Nom: | Reverse Transcription Polymerase Chain Reaction (RT-PCR) with Sanger Sequencing
2009-11-13 | BARBU | Barbiturates Confirmation, Random, Urine | 20642 | Amobarbital-by GC/MS | 16239-6 | Amobarbital:MCnc:Pt:Urine:Qn:Confirm | Gas Chromatography Mass Spectrometry (GC-MS)
2009-11-13 | BARBU | Barbiturates Confirmation, Random, Urine | 20644 | Secobarbital-by GC/MS | 16238-8 | Secobarbital:MCnc:Pt:Urine:Qn:Confirm | Gas Chromatography Mass Spectrometry (GC-MS)
2009-11-13 | BARRP | Bartonella, Molecular Detection, PCR, Varies | 84440 | Bartonella PCR | 48864-3 | Bartonella sp DNA:ACnc:Pt:XXX:Ord:Probe.amp.tar | Real-Time Polymerase Chain Reaction (PCR)
2009-11-13 | BCGR | Immunoglobulin Gene Rearrangement, Blood | 18229 | Final Diagnosis: | 34574-4 | Path report.final diagnosis:Imp:Pt:Specimen:Nom: | Polymerase Chain Reaction (PCR)
2009-11-13 | BCGRV | Immunoglobulin Gene Rearrangement, PCR, Varies | 19915 | Final Diagnosis: | 34574-4 | Path report.final diagnosis:Imp:Pt:Specimen:Nom: | Polymerase Chain Reaction (PCR)
2009-11-13 | BCRAB | BCR/ABL1, p210, mRNA Detection, Reverse Transcription-PCR (RT-PCR), Quantitative, Monitoring Chronic Myeloid Leukemia (CML), Varies | 19598 | Final Diagnosis: | 34574-4 | Path report.final diagnosis:Imp:Pt:Specimen:Nom: | Quantitative Reverse Transcription-Polymerase Chain Reaction (RT-PCR)
2009-11-13 | BETA2 | Beta-2 Transferrin: Detection of Spinal Fluid in Other Body Fluid | 80351 | Beta-2 Transferrin, BF | 13876-8 | Beta-2 transferrin:ACnc:Pt:Body fld:Ord: | Electrophoresis/Immunofixation
2009-11-13 | BGA | Beta-Galactosidase, Leukocytes | 8486 | Beta-Galactosidase, Leukocytes | 24061-4 | Beta galactosidase:CCnt:Pt:WBC:Qn: | Fluorometric
2009-11-13 | BIOTS | Biotinidase, Serum | 50672 | Biotinidase, S | 1982-8 | Biotinidase:CCnc:Pt:Ser/Plas:Qn: | Colorimetric
2009-11-13 | C4U | C4 Acylcarnitine, Quantitative, Random, Urine | 88829 | C4 Acylcarnitine, QN, U | 53111-1 | Butyrylcarnitine (C4)/Creatinine:SRto:Pt:Urine:Qn: | Flow Injection Analysis-Tandem Mass Spectrometry (FIA-MS/MS)
2009-11-13 | C5DCU | C5-DC Acylcarnitine, Quantitative, Random, Urine | 88831 | C5-DC Acylcarnitine, QN, U | 54279-5 | Glutarylcarnitine (C5-DC)/Creatinine:SRto:Pt:Urine:Qn: | Flow Injection Analysis-Tandem Mass Spectrometry (FIA-MS/MS)
2009-11-13 | CARN | Carnitine, Plasma | 21032 | AC/FC Ratio | 30193-7 | Acylcarnitine/Carnitine.free (C0):SRto:Pt:Ser/Plas:Qn: | Flow Injection Analysis-Tandem Mass Spectrometry (FIA-MS/MS)
2009-11-13 | CARNU | Carnitine, Random, Urine | 15789 | AC/FC Ratio | 43576-8 | Acylcarnitine/Carnitine.free (C0):Ratio:Pt:Urine:Qn: | Flow Injection Analysis-Tandem Mass Spectrometry (FIA-MS/MS)
2009-11-13 | CBL | Blastomyces Antibody Immunodiffusion, Spinal Fluid | 15134 | Blastomyces Immunodiffusion (CSF) | 51741-7 | Blastomyces dermatitidis Ab:ACnc:Pt:CSF:Ord:Immune diffusion | Immunodiffusion (ID)
2009-11-13 | CD20B | CD20 on B Cells, Blood | 29579 | %CD19 B-Cells | 8117-4 | Cells.CD19/100 cells:NFr:Pt:Bld:Qn: | Flow Cytometry
2009-11-13 | CD20B | CD20 on B Cells, Blood | 29580 | %CD20 B-Cells | 8119-0 | Cells.CD20/100 cells:NFr:Pt:Bld:Qn: | Flow Cytometry
2009-11-13 | CD20B | CD20 on B Cells, Blood | 29581 | CD19 Absolute | 8116-6 | Cells.CD19:NCnc:Pt:Bld:Qn: | Flow Cytometry
2009-11-13 | CD20B | CD20 on B Cells, Blood | 29582 | CD20 Absolute | 9558-8 | Cells.CD20:NCnc:Pt:Bld:Qn: | Flow Cytometry
2009-11-13 | CD20B | CD20 on B Cells, Blood | 89584 | CD45 Absolute | 27071-0 | Cells.CD45:NCnc:Pt:Bld:Qn: | Flow Cytometry
2009-11-13 | CD4NY | CD4 Count for Monitoring, New York, Blood | 3316 | % CD3 (T Cells) | 8124-0 | Cells.CD3/100 cells:NFr:Pt:Bld:Qn: | Flow Cytometry
2009-11-13 | CD4NY | CD4 Count for Monitoring, New York, Blood | 3321 | CD45 Total Lymph Count | 27071-0 | Cells.CD45:NCnc:Pt:Bld:Qn: | Flow Cytometry
2009-11-13 | CDAU7 | Drug Abuse Survey with Confirmation, Panel 9, Random, Urine | 4435 | Methadone metabolite | 16246-1 | Methadone:MCnc:Pt:Urine:Qn:Confirm | Enzymatic Assay/Immunoassay ETOH: Headspace Gas Chromatography with Flame Ionization Detector (HSGC-FID)
2009-11-13 | CDB | Cadmium, Blood | 8682 | Cadmium, B | 5609-3 | Cadmium:MCnc:Pt:Bld:Qn: | Triple Quadrupole Inductively Coupled Plasma Mass Spectrometry (ICP-MS/MS)
2009-11-13 | CDOMB | Cadmium for Occupational Monitoring, Blood | 89539 | Cadmium Occupational Monitor, B | 5609-3 | Cadmium:MCnc:Pt:Bld:Qn: | Triple Quadrupole Inductively Coupled Plasma Mass Spectrometry (ICP-MS/MS)
2009-11-13 | CHOU | Carbohydrate, Urine | 9255 | Carbohydrate, U | 16550-6 | Carbohydrates:Prid:Pt:Urine:Nom: | Thin-Layer Chromatography (TLC), Qualitative
2009-11-13 | COS | Cobalt, Serum | 80084 | Cobalt, S | 5627-5 | Cobalt:MCnc:Pt:Ser/Plas:Qn: | Inductively Coupled Plasma-Mass Spectrometry (ICP-MS)
2009-11-13 | COU | Cobalt, 24 Hour, Urine | 80083 | Cobalt, 24 Hr, U | 29916-4 | Cobalt:MRat:24H:Urine:Qn: | Inductively Coupled Plasma-Mass Spectrometry (ICP-MS)
2009-11-13 | CRDPU | Creatine Disorders Panel, Random, Urine | 23383 | Creatine | 15046-6 | Creatine:SCnc:Pt:Urine:Qn: | Liquid Chromatography Tandem Mass Spectometry (LC-MS/MS)
2009-11-13 | CRDPU | Creatine Disorders Panel, Random, Urine | 23384 | Creatinine | 14683-7 | Creatinine:SCnc:Pt:Urine:Qn: | Liquid Chromatography Tandem Mass Spectometry (LC-MS/MS)
2009-11-13 | CRS | Chromium, Serum | 8638 | Chromium, S | 5622-6 | Chromium:MCnc:Pt:Ser/Plas:Qn: | Inductively Coupled Plasma-Mass Spectometry (DRC-ICP-MS)
2009-11-13 | CRU | Chromium, 24 Hour, Urine | 8593 | Chromium, 24 Hr, U | 5624-2 | Chromium:MRat:24H:Urine:Qn: | Inductively Coupled Plasma-Mass Spectrometry (ICP-MS)
2009-11-13 | CUT | Copper, Liver Tissue | 8687 | Copper, Liver Ts | 8198-4 | Copper:MCnt:Pt:Tiss:Qn: | Inductively Coupled Plasma Mass Spectrometry (ICP-MS)
2009-11-13 | CUU | Copper, 24 Hour, Urine | 8590 | Copper, 24 Hr, U | 5633-3 | Copper:MRat:24H:Urine:Qn: | Triple-Quadrupole Inductively-Coupled Plasma-Mass Spectrometry (ICP-MS/MS)
2009-11-13 | CYSQN | Cystinuria Profile, Quantitative, 24 Hour, Urine | 3583 | Cystine | 13966-7 | Cystine:SRat:24H:Urine:Qn: | Liquid Chromatography Tandem Mass Spectrometry (LC-MS/MS)
2009-11-13 | CYSQN | Cystinuria Profile, Quantitative, 24 Hour, Urine | 3589 | Lysine | 25464-9 | Lysine:SRat:24H:Urine:Qn: | Liquid Chromatography Tandem Mass Spectrometry (LC-MS/MS)
2009-11-13 | CYSQN | Cystinuria Profile, Quantitative, 24 Hour, Urine | 3590 | Ornithine | 25491-2 | Ornithine:SRat:24H:Urine:Qn: | Liquid Chromatography Tandem Mass Spectrometry (LC-MS/MS)
2009-11-13 | CYSQN | Cystinuria Profile, Quantitative, 24 Hour, Urine | 3591 | Arginine | 25322-9 | Arginine:SRat:24H:Urine:Qn: | Liquid Chromatography Tandem Mass Spectrometry (LC-MS/MS)
2009-11-13 | DHEA_ | Dehydroepiandrosterone (DHEA), Serum | 81405 | Dehydroepiandrosterone, S | 2193-1 | Dehydroepiandrosterone:MCnc:Pt:Ser/Plas:Qn: | Liquid Chromatography Tandem Mass Spectrometry (LC-MS/MS) Portions of this test are covered by patents held by Quest Diagnostics
2009-11-13 | DLAC | D-Lactate, Plasma | 8878 | D-Lactate, P | 14045-9 | D-lactate:SCnc:Pt:Ser/Plas:Qn: | Gas Chromatography Mass Spectrometry (GCMS) Stable Isotope Dilution Analysis
2009-11-13 | DLAU | D-Lactate, Urine | 8873 | D-Lactate, U | 14046-7 | D-lactate:SCnc:Pt:Urine:Qn: | Gas Chromatography Mass Spectrometry (GCMS) Stable Isotope Dilution Analysis
2009-11-13 | FAPCP | Fatty Acid Profile, Comprehensive (C8-C26), Serum | 16965 | Octanoic Acid, C8:0 | 35145-2 | Octanoate:SCnc:Pt:Ser/Plas:Qn: | Gas Chromatography Mass Spectrometry (GC-MS) Stable Isotope Dilution
2009-11-13 | FAPCP | Fatty Acid Profile, Comprehensive (C8-C26), Serum | 16966 | Decenoic Acid, C10:1 | 35147-8 | Decenoate:SCnc:Pt:Ser/Plas:Qn: | Gas Chromatography Mass Spectrometry (GC-MS) Stable Isotope Dilution
2009-11-13 | FAPCP | Fatty Acid Profile, Comprehensive (C8-C26), Serum | 16967 | Decanoic Acid, C10:0 | 35146-0 | Decanoate:SCnc:Pt:Ser/Plas:Qn: | Gas Chromatography Mass Spectrometry (GC-MS) Stable Isotope Dilution
2009-11-13 | FAPCP | Fatty Acid Profile, Comprehensive (C8-C26), Serum | 16968 | Lauroleic Acid, C12:1 | 35151-0 | Lauroleate:SCnc:Pt:Ser/Plas:Qn: | Gas Chromatography Mass Spectrometry (GC-MS) Stable Isotope Dilution
2009-11-13 | FAPCP | Fatty Acid Profile, Comprehensive (C8-C26), Serum | 16969 | Lauric Acid, C12:0 | 35150-2 | Laurate:SCnc:Pt:Ser/Plas:Qn: | Gas Chromatography Mass Spectrometry (GC-MS) Stable Isotope Dilution
2009-11-13 | FAPCP | Fatty Acid Profile, Comprehensive (C8-C26), Serum | 16970 | Tetradecadienoic Acid, C14:2 | 35148-6 | Tetradecadienoate:SCnc:Pt:Ser/Plas:Qn: | Gas Chromatography Mass Spectrometry (GC-MS) Stable Isotope Dilution
2009-11-13 | FAPCP | Fatty Acid Profile, Comprehensive (C8-C26), Serum | 16971 | Myristoleic Acid, C14:1 | 35158-5 | Myristoleate:SCnc:Pt:Ser/Plas:Qn: | Gas Chromatography Mass Spectrometry (GC-MS) Stable Isotope Dilution
2009-11-13 | FAPCP | Fatty Acid Profile, Comprehensive (C8-C26), Serum | 16972 | Myristic Acid, C14:0 | 35157-7 | Myristate:SCnc:Pt:Ser/Plas:Qn: | Gas Chromatography Mass Spectrometry (GC-MS) Stable Isotope Dilution
2009-11-13 | FAPCP | Fatty Acid Profile, Comprehensive (C8-C26), Serum | 16973 | Hexadecadienoic Acid, C16:2 | 35154-4 | Hexadecadienoate:SCnc:Pt:Ser/Plas:Qn: | Gas Chromatography Mass Spectrometry (GC-MS) Stable Isotope Dilution
2009-11-13 | FAPCP | Fatty Acid Profile, Comprehensive (C8-C26), Serum | 16974 | Hexadecenoic Acid, C16:1w9 | 35155-1 | Hexadecenoate:SCnc:Pt:Ser/Plas:Qn: | Gas Chromatography Mass Spectrometry (GC-MS) Stable Isotope Dilution
2009-11-13 | FAPCP | Fatty Acid Profile, Comprehensive (C8-C26), Serum | 16975 | Palmitoleic Acid, C16:1w7 | 35162-7 | Palmitoleate:SCnc:Pt:Ser/Plas:Qn: | Gas Chromatography Mass Spectrometry (GC-MS) Stable Isotope Dilution
2009-11-13 | FAPCP | Fatty Acid Profile, Comprehensive (C8-C26), Serum | 16976 | Palmitic Acid, C16:0 | 35161-9 | Palmitate:SCnc:Pt:Ser/Plas:Qn: | Gas Chromatography Mass Spectrometry (GC-MS) Stable Isotope Dilution
2009-11-13 | FAPCP | Fatty Acid Profile, Comprehensive (C8-C26), Serum | 16977 | g-Linolenic Acid, C18:3w6 | 35163-5 | Gamma linolenate:SCnc:Pt:Ser/Plas:Qn: | Gas Chromatography Mass Spectrometry (GC-MS) Stable Isotope Dilution
2009-11-13 | FAPCP | Fatty Acid Profile, Comprehensive (C8-C26), Serum | 16978 | a-Linolenic Acid, C18:3w3 | 35164-3 | Alpha linolenate:SCnc:Pt:Ser/Plas:Qn: | Gas Chromatography Mass Spectrometry (GC-MS) Stable Isotope Dilution
2009-11-13 | FAPCP | Fatty Acid Profile, Comprehensive (C8-C26), Serum | 16979 | Linoleic Acid, C18:2w6 | 35165-0 | Linoleate:SCnc:Pt:Ser/Plas:Qn: | Gas Chromatography Mass Spectrometry (GC-MS) Stable Isotope Dilution
2009-11-13 | FAPCP | Fatty Acid Profile, Comprehensive (C8-C26), Serum | 16980 | Oleic Acid, C18:1w9 | 35166-8 | Oleate:SCnc:Pt:Ser/Plas:Qn: | Gas Chromatography Mass Spectrometry (GC-MS) Stable Isotope Dilution
2009-11-13 | FAPCP | Fatty Acid Profile, Comprehensive (C8-C26), Serum | 16981 | Vaccenic Acid, C18:1w7 | 35167-6 | Vaccenate:SCnc:Pt:Ser/Plas:Qn: | Gas Chromatography Mass Spectrometry (GC-MS) Stable Isotope Dilution
2009-11-13 | FAPCP | Fatty Acid Profile, Comprehensive (C8-C26), Serum | 16982 | Stearic Acid, C18:0 | 35149-4 | Octadecanoate:SCnc:Pt:Ser/Plas:Qn: | Gas Chromatography Mass Spectrometry (GC-MS) Stable Isotope Dilution
2009-11-13 | FAPCP | Fatty Acid Profile, Comprehensive (C8-C26), Serum | 16983 | EPA, C20:5w3 | 35173-4 | Eicosapentaenoate:SCnc:Pt:Ser/Plas:Qn: | Gas Chromatography Mass Spectrometry (GC-MS) Stable Isotope Dilution
2009-11-13 | FAPCP | Fatty Acid Profile, Comprehensive (C8-C26), Serum | 16984 | Arachidonic Acid, C20:4w6 | 35168-4 | Arachidonate:SCnc:Pt:Ser/Plas:Qn: | Gas Chromatography Mass Spectrometry (GC-MS) Stable Isotope Dilution
2009-11-13 | FAPCP | Fatty Acid Profile, Comprehensive (C8-C26), Serum | 16985 | Mead Acid, C20:3w9 | 35172-6 | Mead acid:SCnc:Pt:Ser/Plas:Qn: | Gas Chromatography Mass Spectrometry (GC-MS) Stable Isotope Dilution
2009-11-13 | FAPCP | Fatty Acid Profile, Comprehensive (C8-C26), Serum | 16986 | h-g-Linolenic Acid, C20:3w6 | 35171-8 | Homo-gamma linolenate:SCnc:Pt:Ser/Plas:Qn: | Gas Chromatography Mass Spectrometry (GC-MS) Stable Isotope Dilution
2009-11-13 | FAPCP | Fatty Acid Profile, Comprehensive (C8-C26), Serum | 16987 | Arachidic Acid, C20:0 | 35169-2 | Arachidate:SCnc:Pt:Ser/Plas:Qn: | Gas Chromatography Mass Spectrometry (GC-MS) Stable Isotope Dilution
2009-11-13 | FAPCP | Fatty Acid Profile, Comprehensive (C8-C26), Serum | 16988 | DHA, C22:6w3 | 35174-2 | Docosahexaenoate:SCnc:Pt:Ser/Plas:Qn: | Gas Chromatography Mass Spectrometry (GC-MS) Stable Isotope Dilution
2009-11-13 | FAPCP | Fatty Acid Profile, Comprehensive (C8-C26), Serum | 16989 | DPA, C22:5w6 | 35181-7 | Docosapentaenate w6:SCnc:Pt:Ser/Plas:Qn: | Gas Chromatography Mass Spectrometry (GC-MS) Stable Isotope Dilution
2009-11-13 | FAPCP | Fatty Acid Profile, Comprehensive (C8-C26), Serum | 16990 | DPA, C22:5w3 | 35180-9 | Docosapentaenate w3:SCnc:Pt:Ser/Plas:Qn: | Gas Chromatography Mass Spectrometry (GC-MS) Stable Isotope Dilution
2009-11-13 | FAPCP | Fatty Acid Profile, Comprehensive (C8-C26), Serum | 16991 | DTA, C22:4w6 | 35182-5 | Docosatetraenoate:SCnc:Pt:Ser/Plas:Qn: | Gas Chromatography Mass Spectrometry (GC-MS) Stable Isotope Dilution
2009-11-13 | FAPCP | Fatty Acid Profile, Comprehensive (C8-C26), Serum | 16992 | Docosenoic Acid, C22:1 | 35160-1 | Docosenoate:SCnc:Pt:Ser/Plas:Qn: | Gas Chromatography Mass Spectrometry (GC-MS) Stable Isotope Dilution
2009-11-13 | FAPCP | Fatty Acid Profile, Comprehensive (C8-C26), Serum | 16994 | Nervonic Acid, C24:1w9 | 35170-0 | Nervonate:SCnc:Pt:Ser/Plas:Qn: | Gas Chromatography Mass Spectrometry (GC-MS) Stable Isotope Dilution
2009-11-13 | FAPCP | Fatty Acid Profile, Comprehensive (C8-C26), Serum | 16995 | Tetracosanoic Acid, C24:0 | 30195-2 | Fatty acids.very long chain.C24:0:SCnc:Pt:Ser/Plas:Qn: | Gas Chromatography Mass Spectrometry (GC-MS) Stable Isotope Dilution
2009-11-13 | FAPCP | Fatty Acid Profile, Comprehensive (C8-C26), Serum | 16996 | Hexacosenoic Acid, C26:1 | 33036-5 | Fatty acids.very long chain.C26:1:SCnc:Pt:Ser/Plas:Qn: | Gas Chromatography Mass Spectrometry (GC-MS) Stable Isotope Dilution
2009-11-13 | FAPCP | Fatty Acid Profile, Comprehensive (C8-C26), Serum | 16997 | Hexacosanoic Acid, C26:0 | 30197-8 | Fatty acids.very long chain.C26:0:SCnc:Pt:Ser/Plas:Qn: | Gas Chromatography Mass Spectrometry (GC-MS) Stable Isotope Dilution
2009-11-13 | FAPCP | Fatty Acid Profile, Comprehensive (C8-C26), Serum | 16998 | Pristanic Acid, C15:0(CH3)4 | 22761-1 | Pristanate:SCnc:Pt:Ser/Plas:Qn: | Gas Chromatography Mass Spectrometry (GC-MS) Stable Isotope Dilution
2009-11-13 | FAPCP | Fatty Acid Profile, Comprehensive (C8-C26), Serum | 16999 | Phytanic Acid, C16:0(CH3)4 | 22671-2 | Phytanate:SCnc:Pt:Ser/Plas:Qn: | Gas Chromatography Mass Spectrometry (GC-MS) Stable Isotope Dilution
2009-11-13 | FAPCP | Fatty Acid Profile, Comprehensive (C8-C26), Serum | 17000 | Triene Tetraene Ratio | 35411-8 | Trienoate/Arachidonate:SRto:Pt:Ser/Plas:Qn: | Gas Chromatography Mass Spectrometry (GC-MS) Stable Isotope Dilution
2009-11-13 | FAPCP | Fatty Acid Profile, Comprehensive (C8-C26), Serum | 17001 | Total Saturated | 35175-9 | Fatty acids.saturated:SCnc:Pt:Ser/Plas:Qn: | Gas Chromatography Mass Spectrometry (GC-MS) Stable Isotope Dilution
2009-11-13 | FAPCP | Fatty Acid Profile, Comprehensive (C8-C26), Serum | 17002 | Total Monounsaturated | 35176-7 | Fatty acids.monounsaturated:SCnc:Pt:Ser/Plas:Qn: | Gas Chromatography Mass Spectrometry (GC-MS) Stable Isotope Dilution
2009-11-13 | FAPCP | Fatty Acid Profile, Comprehensive (C8-C26), Serum | 17003 | Total Polyunsaturated | 35177-5 | Fatty acids.polyunsaturated:SCnc:Pt:Ser/Plas:Qn: | Gas Chromatography Mass Spectrometry (GC-MS) Stable Isotope Dilution
2009-11-13 | FAPCP | Fatty Acid Profile, Comprehensive (C8-C26), Serum | 17004 | Total w3 | 35178-3 | Fatty acids.omega 3:SCnc:Pt:Ser/Plas:Qn: | Gas Chromatography Mass Spectrometry (GC-MS) Stable Isotope Dilution
2009-11-13 | FAPCP | Fatty Acid Profile, Comprehensive (C8-C26), Serum | 17005 | Total w6 | 35179-1 | Fatty acids.omega 6:SCnc:Pt:Ser/Plas:Qn: | Gas Chromatography Mass Spectrometry (GC-MS) Stable Isotope Dilution
2009-11-13 | FAPCP | Fatty Acid Profile, Comprehensive (C8-C26), Serum | 17006 | Total Fatty Acids | 24461-6 | Fatty acids:SCnc:Pt:Ser/Plas:Qn: | Gas Chromatography Mass Spectrometry (GC-MS) Stable Isotope Dilution
2009-11-13 | FAPEP | Fatty Acid Profile, Essential, Serum | 17021 | Lauric Acid, C12:0 | 35150-2 | Laurate:SCnc:Pt:Ser/Plas:Qn: | Gas Chromatography Mass Spectrometry (GC-MS) Stable Isotope Dilution Analysis
2009-11-13 | FAPEP | Fatty Acid Profile, Essential, Serum | 17022 | Myristic Acid, C14:0 | 35157-7 | Myristate:SCnc:Pt:Ser/Plas:Qn: | Gas Chromatography Mass Spectrometry (GC-MS) Stable Isotope Dilution Analysis
2009-11-13 | FAPEP | Fatty Acid Profile, Essential, Serum | 17023 | Hexadecenoic Acid, C16:1w9 | 35155-1 | Hexadecenoate:SCnc:Pt:Ser/Plas:Qn: | Gas Chromatography Mass Spectrometry (GC-MS) Stable Isotope Dilution Analysis
2009-11-13 | FAPEP | Fatty Acid Profile, Essential, Serum | 17024 | Palmitoleic Acid, C16:1w7 | 35162-7 | Palmitoleate:SCnc:Pt:Ser/Plas:Qn: | Gas Chromatography Mass Spectrometry (GC-MS) Stable Isotope Dilution Analysis
2009-11-13 | FAPEP | Fatty Acid Profile, Essential, Serum | 17025 | Palmitic Acid, C16:0 | 35161-9 | Palmitate:SCnc:Pt:Ser/Plas:Qn: | Gas Chromatography Mass Spectrometry (GC-MS) Stable Isotope Dilution Analysis
2009-11-13 | FAPEP | Fatty Acid Profile, Essential, Serum | 17026 | g-Linolenic Acid, C18:3w6 | 35163-5 | Gamma linolenate:SCnc:Pt:Ser/Plas:Qn: | Gas Chromatography Mass Spectrometry (GC-MS) Stable Isotope Dilution Analysis
2009-11-13 | FAPEP | Fatty Acid Profile, Essential, Serum | 17027 | a-Linolenic Acid, C18:3w3 | 35164-3 | Alpha linolenate:SCnc:Pt:Ser/Plas:Qn: | Gas Chromatography Mass Spectrometry (GC-MS) Stable Isotope Dilution Analysis
2009-11-13 | FAPEP | Fatty Acid Profile, Essential, Serum | 17028 | Linoleic Acid, C18:2w6 | 35165-0 | Linoleate:SCnc:Pt:Ser/Plas:Qn: | Gas Chromatography Mass Spectrometry (GC-MS) Stable Isotope Dilution Analysis
2009-11-13 | FAPEP | Fatty Acid Profile, Essential, Serum | 17029 | Oleic Acid, C18:1w9 | 35166-8 | Oleate:SCnc:Pt:Ser/Plas:Qn: | Gas Chromatography Mass Spectrometry (GC-MS) Stable Isotope Dilution Analysis
2009-11-13 | FAPEP | Fatty Acid Profile, Essential, Serum | 17030 | Vaccenic Acid, C18:1w7 | 35167-6 | Vaccenate:SCnc:Pt:Ser/Plas:Qn: | Gas Chromatography Mass Spectrometry (GC-MS) Stable Isotope Dilution Analysis
2009-11-13 | FAPEP | Fatty Acid Profile, Essential, Serum | 17031 | Stearic Acid, C18:0 | 35149-4 | Octadecanoate:SCnc:Pt:Ser/Plas:Qn: | Gas Chromatography Mass Spectrometry (GC-MS) Stable Isotope Dilution Analysis
2009-11-13 | FAPEP | Fatty Acid Profile, Essential, Serum | 17032 | EPA, C20:5w3 | 35173-4 | Eicosapentaenoate:SCnc:Pt:Ser/Plas:Qn: | Gas Chromatography Mass Spectrometry (GC-MS) Stable Isotope Dilution Analysis
2009-11-13 | FAPEP | Fatty Acid Profile, Essential, Serum | 17033 | Arachidonic Acid, C20:4w6 | 35168-4 | Arachidonate:SCnc:Pt:Ser/Plas:Qn: | Gas Chromatography Mass Spectrometry (GC-MS) Stable Isotope Dilution Analysis
2009-11-13 | FAPEP | Fatty Acid Profile, Essential, Serum | 17034 | Mead Acid, C20:3w9 | 35172-6 | Mead acid:SCnc:Pt:Ser/Plas:Qn: | Gas Chromatography Mass Spectrometry (GC-MS) Stable Isotope Dilution Analysis
2009-11-13 | FAPEP | Fatty Acid Profile, Essential, Serum | 17035 | h-g-Linolenic, C20:3w6 | 35171-8 | Homo-gamma linolenate:SCnc:Pt:Ser/Plas:Qn: | Gas Chromatography Mass Spectrometry (GC-MS) Stable Isotope Dilution Analysis
2009-11-13 | FAPEP | Fatty Acid Profile, Essential, Serum | 17036 | Arachidic Acid, C20:0 | 35169-2 | Arachidate:SCnc:Pt:Ser/Plas:Qn: | Gas Chromatography Mass Spectrometry (GC-MS) Stable Isotope Dilution Analysis
2009-11-13 | FAPEP | Fatty Acid Profile, Essential, Serum | 17037 | DHA, C22:6w3 | 35174-2 | Docosahexaenoate:SCnc:Pt:Ser/Plas:Qn: | Gas Chromatography Mass Spectrometry (GC-MS) Stable Isotope Dilution Analysis
2009-11-13 | FAPEP | Fatty Acid Profile, Essential, Serum | 17038 | DPA, C22:5w6 | 35181-7 | Docosapentaenate w6:SCnc:Pt:Ser/Plas:Qn: | Gas Chromatography Mass Spectrometry (GC-MS) Stable Isotope Dilution Analysis
2009-11-13 | FAPEP | Fatty Acid Profile, Essential, Serum | 17039 | DPA, C22:5w3 | 35180-9 | Docosapentaenate w3:SCnc:Pt:Ser/Plas:Qn: | Gas Chromatography Mass Spectrometry (GC-MS) Stable Isotope Dilution Analysis
2009-11-13 | FAPEP | Fatty Acid Profile, Essential, Serum | 17040 | DTA, C22:4w6 | 35182-5 | Docosatetraenoate:SCnc:Pt:Ser/Plas:Qn: | Gas Chromatography Mass Spectrometry (GC-MS) Stable Isotope Dilution Analysis
2009-11-13 | FAPEP | Fatty Acid Profile, Essential, Serum | 17041 | Docosenoic Acid, C22:1 | 35160-1 | Docosenoate:SCnc:Pt:Ser/Plas:Qn: | Gas Chromatography Mass Spectrometry (GC-MS) Stable Isotope Dilution Analysis
2009-11-13 | FAPEP | Fatty Acid Profile, Essential, Serum | 17042 | Nervonic Acid, C24:1w9 | 35170-0 | Nervonate:SCnc:Pt:Ser/Plas:Qn: | Gas Chromatography Mass Spectrometry (GC-MS) Stable Isotope Dilution Analysis
2009-11-13 | FAPEP | Fatty Acid Profile, Essential, Serum | 17043 | Triene Tetraene Ratio | 35411-8 | Trienoate/Arachidonate:SRto:Pt:Ser/Plas:Qn: | Gas Chromatography Mass Spectrometry (GC-MS) Stable Isotope Dilution Analysis
2009-11-13 | FAPEP | Fatty Acid Profile, Essential, Serum | 17044 | Total Saturated Acid | 35175-9 | Fatty acids.saturated:SCnc:Pt:Ser/Plas:Qn: | Gas Chromatography Mass Spectrometry (GC-MS) Stable Isotope Dilution Analysis
2009-11-13 | FAPEP | Fatty Acid Profile, Essential, Serum | 17045 | Total Monounsaturated Acid | 35176-7 | Fatty acids.monounsaturated:SCnc:Pt:Ser/Plas:Qn: | Gas Chromatography Mass Spectrometry (GC-MS) Stable Isotope Dilution Analysis
2009-11-13 | FAPEP | Fatty Acid Profile, Essential, Serum | 17046 | Total Polyunsaturated Acid | 35177-5 | Fatty acids.polyunsaturated:SCnc:Pt:Ser/Plas:Qn: | Gas Chromatography Mass Spectrometry (GC-MS) Stable Isotope Dilution Analysis
2009-11-13 | FAPEP | Fatty Acid Profile, Essential, Serum | 17047 | Total w3 | 35178-3 | Fatty acids.omega 3:SCnc:Pt:Ser/Plas:Qn: | Gas Chromatography Mass Spectrometry (GC-MS) Stable Isotope Dilution Analysis
2009-11-13 | FAPEP | Fatty Acid Profile, Essential, Serum | 17048 | Total w6 | 35179-1 | Fatty acids.omega 6:SCnc:Pt:Ser/Plas:Qn: | Gas Chromatography Mass Spectrometry (GC-MS) Stable Isotope Dilution Analysis
2009-11-13 | FAPEP | Fatty Acid Profile, Essential, Serum | 17049 | Total Fatty Acids | 24461-6 | Fatty acids:SCnc:Pt:Ser/Plas:Qn: | Gas Chromatography Mass Spectrometry (GC-MS) Stable Isotope Dilution Analysis
2009-11-13 | FAPM | Fatty Acid Profile, Mitochondrial (C8-C18), Serum | 17007 | Octanoic Acid, C8:0 | 35145-2 | Octanoate:SCnc:Pt:Ser/Plas:Qn: | Gas Chromatography Mass Spectrometry (GC-MS) Stable Isotope Dilution
2009-11-13 | FAPM | Fatty Acid Profile, Mitochondrial (C8-C18), Serum | 17008 | Decenoic Acid, C10:1 | 35147-8 | Decenoate:SCnc:Pt:Ser/Plas:Qn: | Gas Chromatography Mass Spectrometry (GC-MS) Stable Isotope Dilution
2009-11-13 | FAPM | Fatty Acid Profile, Mitochondrial (C8-C18), Serum | 17009 | Decanoic Acid, C10:0 | 35146-0 | Decanoate:SCnc:Pt:Ser/Plas:Qn: | Gas Chromatography Mass Spectrometry (GC-MS) Stable Isotope Dilution
2009-11-13 | FAPM | Fatty Acid Profile, Mitochondrial (C8-C18), Serum | 17010 | Lauroleic Acid, C12:1 | 35151-0 | Lauroleate:SCnc:Pt:Ser/Plas:Qn: | Gas Chromatography Mass Spectrometry (GC-MS) Stable Isotope Dilution
2009-11-13 | FAPM | Fatty Acid Profile, Mitochondrial (C8-C18), Serum | 17011 | Lauric Acid, C12:0 | 35150-2 | Laurate:SCnc:Pt:Ser/Plas:Qn: | Gas Chromatography Mass Spectrometry (GC-MS) Stable Isotope Dilution
2009-11-13 | FAPM | Fatty Acid Profile, Mitochondrial (C8-C18), Serum | 17012 | Tetradecadienoic Acid, C14:2 | 35148-6 | Tetradecadienoate:SCnc:Pt:Ser/Plas:Qn: | Gas Chromatography Mass Spectrometry (GC-MS) Stable Isotope Dilution
2009-11-13 | FAPM | Fatty Acid Profile, Mitochondrial (C8-C18), Serum | 17013 | Myristoleic Acid, C14:1 | 35158-5 | Myristoleate:SCnc:Pt:Ser/Plas:Qn: | Gas Chromatography Mass Spectrometry (GC-MS) Stable Isotope Dilution
2009-11-13 | FAPM | Fatty Acid Profile, Mitochondrial (C8-C18), Serum | 17014 | Myristic Acid, C14:0 | 35157-7 | Myristate:SCnc:Pt:Ser/Plas:Qn: | Gas Chromatography Mass Spectrometry (GC-MS) Stable Isotope Dilution
2009-11-13 | FAPM | Fatty Acid Profile, Mitochondrial (C8-C18), Serum | 17015 | Hexadecadienoic Acid, C16:2 | 35154-4 | Hexadecadienoate:SCnc:Pt:Ser/Plas:Qn: | Gas Chromatography Mass Spectrometry (GC-MS) Stable Isotope Dilution
2009-11-13 | FAPM | Fatty Acid Profile, Mitochondrial (C8-C18), Serum | 17016 | Palmitoleic Acid, C16:1w7 | 35162-7 | Palmitoleate:SCnc:Pt:Ser/Plas:Qn: | Gas Chromatography Mass Spectrometry (GC-MS) Stable Isotope Dilution
2009-11-13 | FAPM | Fatty Acid Profile, Mitochondrial (C8-C18), Serum | 17017 | Palmitic Acid, C16:0 | 35161-9 | Palmitate:SCnc:Pt:Ser/Plas:Qn: | Gas Chromatography Mass Spectrometry (GC-MS) Stable Isotope Dilution
2009-11-13 | FAPM | Fatty Acid Profile, Mitochondrial (C8-C18), Serum | 17018 | Linoleic Acid, C18:2w6 | 35165-0 | Linoleate:SCnc:Pt:Ser/Plas:Qn: | Gas Chromatography Mass Spectrometry (GC-MS) Stable Isotope Dilution
2009-11-13 | FAPM | Fatty Acid Profile, Mitochondrial (C8-C18), Serum | 17019 | Oleic Acid, C18:1w9 | 35166-8 | Oleate:SCnc:Pt:Ser/Plas:Qn: | Gas Chromatography Mass Spectrometry (GC-MS) Stable Isotope Dilution
2009-11-13 | FAPM | Fatty Acid Profile, Mitochondrial (C8-C18), Serum | 17020 | Stearic Acid, C18:0 | 35149-4 | Octadecanoate:SCnc:Pt:Ser/Plas:Qn: | Gas Chromatography Mass Spectrometry (GC-MS) Stable Isotope Dilution
2009-11-13 | FET | Iron, Liver Tissue | 7770 | Hepatic Iron Index | 49061-5 | Hepatic iron index:Ratio:Pt:Liver:Qn: | Inductively Coupled Plasma Mass Spectrometry (ICP-MS)
2009-11-13 | FL | Fluoride, Plasma | 8641 | Fluoride, P | 14726-4 | Fluoride:SCnc:Pt:Ser/Plas:Qn: | Ion-Selective Electrode (ISE)
2009-11-13 | FMB | Fetomaternal Bleed, Flow Cytometry, Blood | 28203 | Rh Immune Globulin | 55731-4 | Inject Rh immune globulin:Mass:Pt:Dose:Qn: | Flow Cytometry
2009-11-13 | FMB | Fetomaternal Bleed, Flow Cytometry, Blood | 28204 | Mother's Rh | 10331-7 | Rh:Type:Pt:Bld:Nom: | Flow Cytometry
2009-11-13 | FMBNY | Fetomaternal Bleed, New York, Blood | 28203 | Rh Immune Globulin | 55731-4 | Inject Rh immune globulin:Mass:Pt:Dose:Qn: | Flow Cytometry
2009-11-13 | FMBNY | Fetomaternal Bleed, New York, Blood | 28204 | Mother's Rh | 10331-7 | Rh:Type:Pt:Bld:Nom: | Flow Cytometry
2009-11-13 | FQPPS | Porphyrins, Feces | 15517 | Uroporphyrin I | 26691-6 | Uroporphyrin 1 isomer:MRat:24H:Stool:Qn: | High-Performance Liquid Chromatography (HPLC)
2009-11-13 | FQPPS | Porphyrins, Feces | 15518 | Uroporphyrin III | 33585-1 | Uroporphyrin 3 isomer:MRat:24H:Stool:Qn: | High-Performance Liquid Chromatography (HPLC)
2009-11-13 | FQPPS | Porphyrins, Feces | 15519 | Heptacarboxyl I | 49900-4 | Heptacarboxylporphyrin I:MRat:24H:Stool:Qn: | High-Performance Liquid Chromatography (HPLC)
2009-11-13 | FQPPS | Porphyrins, Feces | 15520 | Heptacarboxyl III | 49901-2 | Heptacarboxylporphyrin III:MRat:24H:Stool:Qn: | High-Performance Liquid Chromatography (HPLC)
2009-11-13 | FQPPS | Porphyrins, Feces | 15528 | Coproporphyrin I | 23845-1 | Coproporphyrin 1:MRat:24H:Stool:Qn: | High-Performance Liquid Chromatography (HPLC)
2009-11-13 | FQPPS | Porphyrins, Feces | 15529 | Coproporphyrin III | 23846-9 | Coproporphyrin 3:MRat:24H:Stool:Qn: | High-Performance Liquid Chromatography (HPLC)
2009-11-13 | FQPPS | Porphyrins, Feces | 15530 | Isocoproporphyrin | 33625-5 | Isocoproporphyrin:MRat:24H:Stool:Qn: | High-Performance Liquid Chromatography (HPLC)
2009-11-13 | FQPPS | Porphyrins, Feces | 15534 | Protoporphyrin | 2891-0 | Protoporphyrin:MRat:24H:Stool:Qn: | High-Performance Liquid Chromatography (HPLC)
2009-11-13 | FQPPS | Porphyrins, Feces | 15545 | CoproIII/CoproI ratio | 33618-0 | Coproporphyrin 3/Coproporphyrin 1:MRto:24H:Stool:Qn: | High-Performance Liquid Chromatography (HPLC)
2009-11-13 | FRT4D | T4 (Thyroxine), Free, Dialysis, Serum | 8859 | T4 (Thyroxine), Free by Dialysis, S | 6892-4 | Thyroxine.free:MCnc:Pt:Ser/Plas:Qn:Dialysis | Equilibrium Dialysis/Tandem Mass Spectrometry (MS/MS)
2009-11-13 | FUCW | Alpha-Fucosidase, Leukocytes | 8814 | Alpha-Fucosidase, Leukocytes | 24047-3 | Alpha fucosidase:CCnt:Pt:WBC:Qn: | Fluorometric
2009-11-13 | GAL1P | Galactose-1-Phosphate, Erythrocytes | 24101 | Galactose-1-Phosphate, RBC | 2312-7 | Galactose 1 phosphate:MCnc:Pt:RBC:Qn: | Liquid Chromatography Tandem Mass Spectrometry (LC-MS/MS)
2009-11-13 | GALP | Galactose, Quantitative, Plasma | 83638 | Galactose, QN, P | 2308-5 | Galactose:MCnc:Pt:Ser/Plas:Qn: | Spectrophotometric/Kinetic
2009-11-13 | GALT | Galactose-1-Phosphate Uridyltransferase, Blood | 8333 | Gal-1-P Uridyltransferase, RBC | 24082-0 | Galactose 1 phosphate uridyl transferase:CCnt:Pt:RBC:Qn: | Enzyme Reaction followed by Liquid Chromatography Tandem Mass Spectrometry (LC-MS/MS)
2009-11-13 | GALTP | Galactose-1-Phosphate Uridyltransferase Biochemical Phenotyping, Erythrocytes | 80341 | Gal-1-Phos Urdyltrns Phenotype,RBC | 33780-8 | Galactose 1 phosphate uridyl transferase phenotype:Type:Pt:Bld:Nom: | Isoelectric Focusing
2009-11-13 | GALU | Galactose, Quantitative, Random, Urine | 8765 | Galactose, QN, U | 2310-1 | Galactose:MCnc:Pt:Urine:Qn: | Spectrophotometric/Kinetic
2009-11-13 | GCT | Galactosemia Reflex, Blood | 8333 | Gal-1-P Uridyltransferase, RBC | 24082-0 | Galactose 1 phosphate uridyl transferase:CCnt:Pt:RBC:Qn: | Enzyme Reaction followed by Liquid Chromatography Tandem Mass Spectrometry (LC-MS/MS)
2009-11-13 | GDU | Gadolinium, 24 Hour, Urine | 29252 | Gadolinium, 24 Hr, U | 8201-6 | Gadolinium:MRat:24H:Urine:Qn: | Inductively Coupled Plasma Mass Spectrometry (ICP-MS)
2009-11-13 | HCYSP | Homocysteine, Total, Plasma | 80379 | Homocysteine, Total, P | 13965-9 | Homocysteine:SCnc:Pt:Ser/Plas:Qn: | Liquid Chromatography Tandem Mass Spectrometry (LC-MS/MS)
2009-11-13 | HG | Mercury, Blood | 8618 | Mercury, B | 5685-3 | Mercury:MCnc:Pt:Bld:Qn: | Triple Quadrupole Inductively Coupled Plasma Mass Spectrometry (ICP-MS/MS)
2009-11-13 | HGNA | Mercury, Nails | 2509 | Mercury, Nails | 8204-0 | Mercury:MCnt:Pt:Nail:Qn: | Inductively Coupled Plasma-Mass Spectrometry (ICP-MS)
2009-11-13 | HGU | Mercury, 24 Hour, Urine | 8592 | Mercury, 24 Hr, U | 6693-6 | Mercury:MRat:24H:Urine:Qn: | Triple-Quadrupole Inductively Coupled Plasma Mass Spectrometry (ICP-MS/MS)
2009-11-13 | HIAA | 5-Hydroxyindoleacetic Acid, 24 Hour, Urine | 9248 | 5-Hydroxyindoleacetic Acid, U | 1695-6 | 5-Hydroxyindoleacetate:MRat:24H:Urine:Qn: | Liquid Chromatography Tandem Mass Spectrometry (LC-MS/MS)
2009-11-13 | HPFH | Hemoglobin F Distribution, Blood | 8270 | Hb F Distribution, B | 4579-9 | Hemoglobin F:ACnc:Pt:Bld:Ord: | Only orderable as a reflex. For more information see: -HAEV1 / Hemolytic Anemia Evaluation, Blood -HBEL1 / Hemoglobin Electrophoresis Evaluation, Blood -MEV1 / Methemoglobinemia Evaluation, Blood -REVE1 / Erythrocytosis Evaluation, Blood -THEV1 / Thalassemia and Hemoglobinopathy Evaluation, Blood Flow Cytometry
2009-11-13 | HPP | Pancreatic Polypeptide, Plasma | 8014 | Pancreatic Polypeptide, P | 2721-9 | Pancreatic polypeptide:MCnc:Pt:Ser/Plas:Qn: | Radioimmunoassay (RIA)
2009-11-13 | HVA | Homovanillic Acid, 24 Hour, Urine | 3572 | Homovanillic Acid, Adult (>14 yr) | 2436-4 | Homovanillate:MRat:24H:Urine:Qn: | Liquid Chromatography Tandem Mass Spectrometry (LC-MS/MS)
2009-11-13 | HVA | Homovanillic Acid, 24 Hour, Urine | 3573 | Homovanillic Acid, Child (<15 yr) | 13760-4 | Homovanillate/Creatinine:MRto:24H:Urine:Qn: | Liquid Chromatography Tandem Mass Spectrometry (LC-MS/MS)
2009-11-13 | IOD | Iodine, Serum | 81574 | Iodine, S | 2494-3 | Iodine:MCnc:Pt:Ser/Plas:Qn: | Inductively Coupled Plasma Mass Spectrometry (ICP-MS)
2009-11-13 | LAGU | Legionella Antigen, Random, Urine | 81268 | Legionella Ag, U | 32781-7 | Legionella sp Ag:ACnc:Pt:Urine:Ord: | Immunochromatographic Membrane Assay
2009-11-13 | LCJC | JC Virus, Molecular Detection, PCR, Spinal Fluid | 88909 | JC Virus PCR, CSF | 33295-7 | JC virus DNA:ACnc:Pt:CSF:Ord:Probe.amp.tar | Real-Time Polymerase Chain Reaction (PCR)/DNA Probe Hybridization
2009-11-13 | LLPT | Leukemia/Lymphoma Immunophenotyping, Flow Cytometry, Tissue | 19565 | Place of Death: | 21987-3 | Geographic place of death:Type:Pt:^Patient:Nom: | Immunophenotyping
2009-11-13 | LLPT | Leukemia/Lymphoma Immunophenotyping, Flow Cytometry, Tissue | 19568 | Specimen: | 31208-2 | Specimen source:Prid:Pt:XXX:Nom: | Immunophenotyping
2009-11-13 | LLPT | Leukemia/Lymphoma Immunophenotyping, Flow Cytometry, Tissue | 19570 | Tissue Discription: | 22634-0 | Path report.gross observation:Find:Pt:Specimen:Nar: | Immunophenotyping
2009-11-13 | LLPT | Leukemia/Lymphoma Immunophenotyping, Flow Cytometry, Tissue | 19573 | Final Diagnosis: | 34574-4 | Path report.final diagnosis:Imp:Pt:Specimen:Nom: | Immunophenotyping
2009-11-13 | LLPT | Leukemia/Lymphoma Immunophenotyping, Flow Cytometry, Tissue | 19574 | Final Diagnosis: | 34574-4 | Path report.final diagnosis:Imp:Pt:Specimen:Nom: | Immunophenotyping
2009-11-13 | LLPT | Leukemia/Lymphoma Immunophenotyping, Flow Cytometry, Tissue | 19582 | Addendum Comment: | 22638-1 | Path report.comments:Imp:Pt:Specimen:Nar: | Immunophenotyping
2009-11-13 | LLPT | Leukemia/Lymphoma Immunophenotyping, Flow Cytometry, Tissue | 19583 | Addendum Pathologist: | 19139-5 | Pathologist name:PN:Pt:Provider:Nom: | Immunophenotyping
2009-11-13 | LYWB | Lyme Disease Antibody, Immunoblot, Serum | 23931 | IgM Immunoblot | 6321-4 | Borrelia burgdorferi Ab.IgM:ACnc:Pt:Ser:Ord:IB | Immunoblot Microarray
2009-11-13 | LYWB | Lyme Disease Antibody, Immunoblot, Serum | 5744 | IgG Immunoblot | 6320-6 | Borrelia burgdorferi Ab.IgG:ACnc:Pt:Ser:Ord:IB | Immunoblot Microarray
2009-11-13 | MNB | Manganese, Blood | 89120 | Manganese, B | 5681-2 | Manganese:MCnc:Pt:Bld:Qn: | Triple-Quadrupole Inductively Coupled Plasma-Mass Spectrometry (ICP-MS/MS)
2009-11-13 | MNS | Manganese, Serum | 8413 | Manganese, S | 5683-8 | Manganese:MCnc:Pt:Ser/Plas:Qn: | Triple-Quadrupole Inductively Coupled Plasma-Mass Spectrometry (ICP-MS/MS)
2009-11-13 | MNU | Manganese, 24 Hour, Urine | 8080 | Manganese, 24 Hr, U | 8203-2 | Manganese:MRat:24H:Urine:Qn: | Triple-Quadrupole Inductively Coupled Plasma-Mass Spectrometry (ICP-MS/MS)
2009-11-13 | MOLPS | Molybdenum, Serum | 89270 | Molybdenum, S | 5698-6 | Molybdenum:MCnc:Pt:Ser/Plas:Qn: | Inductively Coupled Plasma Mass Spectrometry (ICP-MS)
2009-11-13 | NIS | Nickel, Serum | 8622 | Nickel, S | 5702-6 | Nickel:MCnc:Pt:Ser/Plas:Qn: | Inductively Coupled Plasma-Mass Spectrometry (ICP-MS)
2009-11-13 | NIU | Nickel, 24 Hour, Urine | 8626 | Nickel, 24 Hr, U | 5705-9 | Nickel:MRat:24H:Urine:Qn: | Inductively Coupled Plasma-Mass Spectrometry (ICP-MS)
2009-11-13 | P5NT | Pyrimidine 5' Nucleotidase, Blood | 2734 | Pyrimidine 5' Nucleotidase, B | 2902-5 | Pyrimidine-5-Nucleotidase:ACnc:Pt:Bld:Ord: | Kinetic Spectrophotometry
2009-11-13 | PAI1 | Plasminogen Activator Inhibitor Antigen, Plasma | 86083 | PAI-1 Ag, P | 22758-7 | Plasminogen activator inhibitor 1 Ag:MCnc:Pt:PPP:Qn:Imm | Enzyme-Linked Immunosorbent Assay (ELISA)
2009-11-13 | PARVO | Parvovirus B19, Molecular Detection, PCR, Varies | 83151 | Parvovirus B19 By Rapid PCR | 9571-1 | Parvovirus B19 DNA:ACnc:Pt:XXX:Ord:Probe.amp.tar | Real-Time Polymerase Chain Reaction (PCR)/DNA Probe Hybridization
2009-11-13 | PBNA | Lead, Nails | 2506 | Lead, Nails | 8202-4 | Lead:MCnt:Pt:Nail:Qn: | Inductively Coupled Plasma-Mass Spectrometry (ICP-MS)
2009-11-13 | PCPU | Phencyclidine Confirmation, Random, Urine | 6673 | Phencyclidine-by GC/MS | 16254-5 | Phencyclidine:MCnc:Pt:Urine:Qn:Confirm | Gas Chromatography Mass Spectrometry (GC-MS) Confirmation with Quantitation
2009-11-13 | PEE | Porphyrins Evaluation, Whole Blood | 88886 | Total Porphyrins, WB | 2814-2 | Porphyrins:MCnc:Pt:RBC:Qn: | Spectrofluorometric
2009-11-13 | PIPA | Pipecolic Acid, Serum | 81326 | Pipecolic Acid, S | 32334-5 | Pipecolate:SCnc:Pt:Ser/Plas:Qn: | Gas Chromatography Mass Spectrometry (GC-MS)
2009-11-13 | PKU | Phenylalanine and Tyrosine, Plasma | 8380 | Phenylalanine, P | 14875-9 | Phenylalanine:SCnc:Pt:Ser/Plas:Qn: | Liquid Chromatography Tandem Mass Spectrometry (LC-MS/MS)
2009-11-13 | PKU | Phenylalanine and Tyrosine, Plasma | 8627 | Tyrosine, P | 20660-7 | Tyrosine:SCnc:Pt:Ser/Plas:Qn: | Liquid Chromatography Tandem Mass Spectrometry (LC-MS/MS)
2009-11-13 | PMMIL | Phosphomannomutase and Phosphomannose Isomerase, Leukocytes | 50840 | Reason For Referral | 42349-1 | Reason for referral:Find:Pt:^Patient:Nar: | Colorimetric
2009-11-13 | PMSBB | Postmortem Screening, Bile and Blood Spot | 22679 | Reason For Referral | 42349-1 | Reason for referral:Find:Pt:^Patient:Nar: | Flow Injection Analysis-Tandem Mass Spectrometry (FIA-MS/MS)
2009-11-13 | POX | Fatty Acid Profile, Peroxisomal (C22-C26), Serum | 7137 | C26:0 | 30197-8 | Fatty acids.very long chain.C26:0:SCnc:Pt:Ser/Plas:Qn: | Gas Chromatography Mass Spectrometry (GC-MS)
2009-11-13 | POX | Fatty Acid Profile, Peroxisomal (C22-C26), Serum | 7138 | C24:0/C22:0 | 30196-0 | Fatty acids.very long chain.C24:0/C22:0:SRto:Pt:Ser/Plas:Qn: | Gas Chromatography Mass Spectrometry (GC-MS)
2009-11-13 | POX | Fatty Acid Profile, Peroxisomal (C22-C26), Serum | 7139 | C26:0/C22:0 | 30198-6 | Fatty acids.very long chain.C26:0/C22:0:SRto:Pt:Ser/Plas:Qn: | Gas Chromatography Mass Spectrometry (GC-MS)
2009-11-13 | POX | Fatty Acid Profile, Peroxisomal (C22-C26), Serum | 7140 | Pristanic Acid | 22761-1 | Pristanate:SCnc:Pt:Ser/Plas:Qn: | Gas Chromatography Mass Spectrometry (GC-MS)
2009-11-13 | POX | Fatty Acid Profile, Peroxisomal (C22-C26), Serum | 7141 | Phytanic Acid | 22671-2 | Phytanate:SCnc:Pt:Ser/Plas:Qn: | Gas Chromatography Mass Spectrometry (GC-MS)
2009-11-13 | POX | Fatty Acid Profile, Peroxisomal (C22-C26), Serum | 7142 | Pristanic/Phytanic | 30550-8 | Pristanate/Phytanate:SRto:Pt:Ser/Plas:Qn: | Gas Chromatography Mass Spectrometry (GC-MS)
2009-11-13 | POX | Fatty Acid Profile, Peroxisomal (C22-C26), Serum | 7143 | C24:0 | 30195-2 | Fatty acids.very long chain.C24:0:SCnc:Pt:Ser/Plas:Qn: | Gas Chromatography Mass Spectrometry (GC-MS)
2009-11-13 | POX | Fatty Acid Profile, Peroxisomal (C22-C26), Serum | 81369 | C22:0 | 30194-5 | Fatty acids.very long chain.C22:0:SCnc:Pt:Ser/Plas:Qn: | Gas Chromatography Mass Spectrometry (GC-MS)
2009-11-13 | PTP | Porphyrins, Total, Plasma | 8731 | Porphyrins, Total, P | 2815-9 | Porphyrins:MCnc:Pt:Ser/Plas:Qn: | PTP: Extraction and Scanning Spectrofluorometry PFP: High-Performance Liquid Chromatography (HPLC)
2009-11-13 | PYR | Pyruvic Acid, Blood | 7729 | Pyruvic Acid, B | 2905-8 | Pyruvate:MCnc:Pt:Bld:Qn: | Spectrophotometry (SP)
2009-11-13 | PYR | Pyruvic Acid, Blood | 8657 | Pyruvic Acid, B | 14121-8 | Pyruvate:SCnc:Pt:Bld:Qn: | Spectrophotometry (SP)
2009-11-13 | PYRC | Pyruvate, Spinal Fluid | 83356 | Pyruvic Acid, CSF | 14122-6 | Pyruvate:SCnc:Pt:CSF:Qn: | Spectrophotometry (SP)
2009-11-13 | Q10 | Coenzyme Q10, Reduced and Total, Plasma | 30091 | CoQ10 Total | 27923-2 | Ubiquinone 10:MCnc:Pt:Ser/Plas:Qn: | High-Performance Liquid Chromatography (HPLC) with Electrochemical Detection
2009-11-13 | ROTA | Rotavirus Antigen, Feces | 24082 | Rotavirus Ag, F | 5880-0 | Rotavirus Ag:ACnc:Pt:Stool:Ord:EIA | Enzyme Immunoassay (EIA)
2009-11-13 | SES | Selenium, Serum | 9765 | Selenium, S | 5724-0 | Selenium:MCnc:Pt:Ser/Plas:Qn: | Dynamic Reaction Cell-Inductively Coupled Plasma-Mass Spectrometry (DRC-ICP-MS)
2009-11-13 | THCX | Delta-8 and Delta-9-Carboxy-Tetrahydrocannabinol (THC) Confirmation, Chain of Custody, Random, Urine | 2449 | Carboxy-THC Immunoassay Screen | 19415-9 | Tetrahydrocannabinol:Threshold:Pt:Urine:Ord:Screen | Immunoassay/Liquid Chromatography Tandem Mass Spectrometry (LC-MS/MS)
2009-11-13 | TLU | Thallium, 24 Hour, Urine | 8603 | Thallium, 24 Hr, U | 5746-3 | Thallium:MRat:24H:Urine:Qn: | Inductively Coupled Plasma Mass Spectrometry (ICP-MS)
2009-11-13 | TOPI | Topiramate, Serum | 81546 | Topiramate, S | 17713-9 | Topiramate:MCnc:Pt:Ser/Plas:Qn: | Liquid Chromatography Tandem Mass Spectrometry (LC-MS/MS)
2009-11-13 | TRYPP | Tryptophan, Plasma | 82955 | Tryptophan | 20659-9 | Tryptophan:SCnc:Pt:Ser/Plas:Qn: | Liquid Chromatography Tandem Mass Spectrometry (LC-MS/MS)
2009-11-13 | TSI | Thyroid-Stimulating Immunoglobulin, Serum | 8634 | Thyroid-Stimulating Immunoglob, S | 30567-2 | Thyroid stimulating immunoglobulins:ACnc:Pt:Ser:Qn: | Recombinant Bioassay
2009-11-13 | UBT | Helicobacter pylori Breath Test | 81590 | H. pylori C Urea Breath Test | 29891-9 | Carbon dioxide^post dose urea:ACnc:Pt:Exhl gas:Ord: | Qualitative Spectrophotometry
2009-11-13 | UIOD | Iodine, 24 Hour, Urine | 9549 | Iodine, 24 Hr, U | 2492-7 | Iodine:MRat:24H:Urine:Qn: | Inductively Coupled Plasma Mass Spectrometry (ICP-MS)
2009-11-13 | VH | Vanillylmandelic Acid and Homovanillic Acid, Random, Urine | 2143 | Vanillylmandelic Acid, VH | 3124-5 | Vanillylmandelate/Creatinine:MRto:Pt:Urine:Qn: | Liquid Chromatography Tandem Mass Spectrometry (LC-MS/MS)
2009-11-13 | VH | Vanillylmandelic Acid and Homovanillic Acid, Random, Urine | 2144 | Homovanillic Acid, VH | 11146-8 | Homovanillate/Creatinine:MRto:Pt:Urine:Qn: | Liquid Chromatography Tandem Mass Spectrometry (LC-MS/MS)
2009-11-13 | VIP | Vasoactive Intestinal Polypeptide, Plasma | 8150 | Vasoactive Intestinal Polypeptide,P | 3125-2 | Vasoactive intestinal peptide:MCnc:Pt:Ser/Plas:Qn: | Enzyme-Linked Immunosorbent Assay (ELISA)
2009-11-13 | VLTB | Volatile Screen, Blood | 30921 | Methanol, B | 9334-4 | Methanol:MCnc:Pt:Bld:Qn: | Headspace Gas Chromatography Flame Ionization Detector (HSGC-FID)
2009-11-13 | VLTB | Volatile Screen, Blood | 30922 | Ethanol, B | 5640-8 | Ethanol:MCnc:Pt:Bld:Qn: | Headspace Gas Chromatography Flame Ionization Detector (HSGC-FID)
2009-11-13 | VLTB | Volatile Screen, Blood | 30923 | Acetone, B | 9425-0 | Acetone:MCnc:Pt:Bld:Qn: | Headspace Gas Chromatography Flame Ionization Detector (HSGC-FID)
2009-11-13 | VLTB | Volatile Screen, Blood | 30924 | Isopropanol, B | 5667-1 | Isopropanol:MCnc:Pt:Bld:Qn: | Headspace Gas Chromatography Flame Ionization Detector (HSGC-FID)
2009-11-13 | VLTB | Volatile Screen, Blood | 89190 | Volatile Scrn, B | 41266-8 | Volatiles:Prid:Pt:Bld:Nom: | Headspace Gas Chromatography Flame Ionization Detector (HSGC-FID)
2009-11-13 | VLTS | Volatile Screen, Serum | 30917 | Methanol, S | 5693-7 | Methanol:MCnc:Pt:Ser/Plas:Qn: | Headspace Gas Chromatography Flame Ionization Detector (HSGC-FID)
2009-11-13 | VLTS | Volatile Screen, Serum | 30918 | Ethanol, S | 5643-2 | Ethanol:MCnc:Pt:Ser/Plas:Qn: | Headspace Gas Chromatography Flame Ionization Detector (HSGC-FID)
2009-11-13 | VLTS | Volatile Screen, Serum | 30919 | Acetone, S | 5568-1 | Acetone:MCnc:Pt:Ser/Plas:Qn: | Headspace Gas Chromatography Flame Ionization Detector (HSGC-FID)
2009-11-13 | VLTS | Volatile Screen, Serum | 30920 | Isopropanol, S | 5669-7 | Isopropanol:MCnc:Pt:Ser/Plas:Qn: | Headspace Gas Chromatography Flame Ionization Detector (HSGC-FID)
2009-11-13 | VLTS | Volatile Screen, Serum | 8632 | Volatile Scrn, S | 32044-0 | Volatiles:Prid:Pt:Ser/Plas:Nom: | Headspace Gas Chromatography Flame Ionization Detector (HSGC-FID)
2009-11-13 | VLTU | Volatile Screen, Random, Urine | 30904 | Methanol, U | 5695-2 | Methanol:MCnc:Pt:Urine:Qn: | Headspace Gas Chromatography with Flame Ionization Detector (HSGC-FID)
2009-11-13 | VLTU | Volatile Screen, Random, Urine | 30905 | Ethanol, U | 5645-7 | Ethanol:MCnc:Pt:Urine:Qn: | Headspace Gas Chromatography with Flame Ionization Detector (HSGC-FID)
2009-11-13 | VLTU | Volatile Screen, Random, Urine | 30906 | Acetone, U | 5570-7 | Acetone:MCnc:Pt:Urine:Qn: | Headspace Gas Chromatography with Flame Ionization Detector (HSGC-FID)
2009-11-13 | VLTU | Volatile Screen, Random, Urine | 30907 | Isopropanol, U | 9434-2 | Isopropanol:MCnc:Pt:Urine:Qn: | Headspace Gas Chromatography with Flame Ionization Detector (HSGC-FID)
2009-11-13 | VLTU | Volatile Screen, Random, Urine | 8826 | Volatile Scrn, U | 12983-3 | Volatiles:Prid:Pt:Urine:Nom: | Headspace Gas Chromatography with Flame Ionization Detector (HSGC-FID)
2009-11-13 | VMA | Vanillylmandelic Acid, 24 Hour, Urine | 3580 | Vanillylmandelic Acid, Adult (>14y) | 3122-9 | Vanillylmandelate:MRat:24H:Urine:Qn: | Liquid Chromatography Tandem Mass Spectrometry (LC-MS/MS)
2009-11-13 | VMA | Vanillylmandelic Acid, 24 Hour, Urine | 3581 | Vanillylmandelic Acid, Child (<15y) | 30571-4 | Vanillylmandelate/Creatinine:MRto:24H:Urine:Qn: | Liquid Chromatography Tandem Mass Spectrometry (LC-MS/MS)
2009-11-13 | ZN_S | Zinc, Serum | 7735 | Zinc, S | 5763-8 | Zinc:MCnc:Pt:Ser/Plas:Qn: | Dynamic Reaction Cell-Inductively Coupled Plasma-Mass Spectrometry (DRC-ICP-MS)
2009-11-13 | ZNU | Zinc, 24 Hour, Urine | 8591 | Zinc, 24 Hr, U | 5765-3 | Zinc:MRat:24H:Urine:Qn: | Triple-Quadrupole Inductively-Coupled Plasma Mass Spectrometry (ICP-MS/MS)
2009-11-13 | LCMS | Leukemia/Lymphoma Immunophenotyping, Flow Cytometry, Varies | 18255 | Final Diagnosis: | 34574-4 | Path report.final diagnosis:Imp:Pt:Specimen:Nom: | Immunophenotyping
2009-11-13 | HCVG | Hepatitis C Virus Genotype, Serum | 81618 | HCV Genotype, S | 32286-7 | Hepatitis C virus genotype:Prid:Pt:Ser/Plas:Nom:Probe.amp.tar | Reverse Transcriptase Polymerase Chain Reaction (RT-PCR) followed by Hybridization with Sequence-Specific, Fluorescent-Labeled Oligonucleotide Probes
2009-11-13 | PMET | Metanephrines, Fractionated, Free, Plasma | 10139 | Metanephrine, Free | 49700-8 | Metanephrine.free:SCnc:Pt:Ser/Plas:Qn: | Liquid Chromatography Tandem Mass Spectrometry (LC-MS/MS)
2009-11-13 | PMET | Metanephrines, Fractionated, Free, Plasma | 10140 | Normetanephrine, Free | 40851-8 | Normetanephrine.free:SCnc:Pt:Ser/Plas:Qn: | Liquid Chromatography Tandem Mass Spectrometry (LC-MS/MS)
2009-11-13 | FLUOX | Fluoxetine, Serum | 251 | Norfluoxetine, S | 3868-7 | Norfluoxetine:MCnc:Pt:Ser/Plas:Qn: | Liquid Chromatography Tandem Mass Spectrometry (LC-MS/MS)
2009-11-13 | CRMWC | Collapsin Response-Mediator Protein-5-IgG, Western Blot, Spinal Fluid | 21747 | CRMP-5-IgG Western Blot, CSF | 53707-6 | CV2 Ab.IgG:ACnc:Pt:CSF:Ord:IB | Western Blot
2009-11-13 | COCOU | Cortisol/Cortisone, Free, 24 Hour, Urine | 10327 | Cortisone, U | 14044-2 | Cortisone:MRat:24H:Urine:Qn: | Liquid Chromatography Tandem Mass Spectrometry (LC-MS/MS)
2009-11-13 | PLP | Pyridoxal 5-Phosphate, Plasma | 4047 | Pyridoxal 5-Phosphate (PLP), P | 30552-4 | Pyridoxal phosphate:MCnc:Pt:Ser/Plas:Qn: | Liquid Chromatography-Tandem Mass Spectrometry (LC-MS/MS)
2009-11-13 | CRYPS | Cryptosporidium Antigen, Feces | 24086 | Cryptosporidium Ag, F | 6371-9 | Cryptosporidium sp Ag:ACnc:Pt:Stool:Ord:EIA | Enzyme-Linked Immunosorbent Assay (ELISA)
2009-11-13 | VITC | Ascorbic Acid (Vitamin C), Plasma | 8312 | Ascorbic Acid, P | 1903-4 | Ascorbate:MCnc:Pt:Ser/Plas:Qn: | Liquid Chromatography Tandem Mass Spectrometry (LC-MS/MS) Portions of this test are covered by patents held by Quest Diagnostics
2009-11-13 | UPGD | Uroporphyrinogen Decarboxylase, Whole Blood | 8599 | UPG Decarboxylase, WB | 49596-0 | Uroporphyrinogen decarboxylase:ACnc:Pt:RBC:Qn: | High-Performance Liquid Chromatography (HPLC)/Incubation of Lysed Erythrocytes
2009-11-13 | MAFP1 | Alpha-Fetoprotein (AFP), Single Marker Screen, Maternal, Serum | 26718 | Maternal Weight | 29463-7 | Body weight:Mass:Pt:^Patient:Qn: | Two-Site Immunoenzymatic (Sandwich) Assay
2009-11-13 | MAFP1 | Alpha-Fetoprotein (AFP), Single Marker Screen, Maternal, Serum | 7203 | GA on collection by U/S scan | 11888-5 | Gestational age:Time:Pt:^Fetus:Qn:US.composite.estimated | Two-Site Immunoenzymatic (Sandwich) Assay
2009-11-13 | MAFP1 | Alpha-Fetoprotein (AFP), Single Marker Screen, Maternal, Serum | 7204 | GA on collection by dates | 11885-1 | Gestational age:Time:Pt:^Fetus:Qn:Estimated from last menstrual period | Two-Site Immunoenzymatic (Sandwich) Assay
2009-11-13 | MAFP1 | Alpha-Fetoprotein (AFP), Single Marker Screen, Maternal, Serum | 7823 | Maternal date of birth | 21112-8 | Birth date:TmStp:Pt:^Patient:Qn: | Two-Site Immunoenzymatic (Sandwich) Assay
2009-11-13 | MAFP1 | Alpha-Fetoprotein (AFP), Single Marker Screen, Maternal, Serum | 7830 | GA used in risk estimate | 21299-3 | Gestational age method:Prid:Pt:^Fetus:Nom:* | Two-Site Immunoenzymatic (Sandwich) Assay
2009-11-13 | MAFP1 | Alpha-Fetoprotein (AFP), Single Marker Screen, Maternal, Serum | 7834 | Calculated age at EDD | 43993-5 | Age.at delivery:Time:Pt:^Patient:Qn: | Two-Site Immunoenzymatic (Sandwich) Assay
2009-11-13 | QUAD1 | Quad Screen (Second Trimester) Maternal, Serum | 10354 | INHIBIN | 2478-6 | Inhibin:MCnc:Pt:Ser/Plas:Qn: | Immunoenzymatic Assay
2009-11-13 | QUAD1 | Quad Screen (Second Trimester) Maternal, Serum | 26718 | Maternal Weight | 29463-7 | Body weight:Mass:Pt:^Patient:Qn: | Immunoenzymatic Assay
2009-11-13 | QUAD1 | Quad Screen (Second Trimester) Maternal, Serum | 7203 | GA on collection by U/S scan | 11888-5 | Gestational age:Time:Pt:^Fetus:Qn:US.composite.estimated | Immunoenzymatic Assay
2009-11-13 | QUAD1 | Quad Screen (Second Trimester) Maternal, Serum | 7204 | GA on collection by dates | 11885-1 | Gestational age:Time:Pt:^Fetus:Qn:Estimated from last menstrual period | Immunoenzymatic Assay
2009-11-13 | QUAD1 | Quad Screen (Second Trimester) Maternal, Serum | 7823 | Maternal date of birth | 21112-8 | Birth date:TmStp:Pt:^Patient:Qn: | Immunoenzymatic Assay
2009-11-13 | QUAD1 | Quad Screen (Second Trimester) Maternal, Serum | 7830 | GA used in risk estimate | 21299-3 | Gestational age method:Prid:Pt:^Fetus:Nom:* | Immunoenzymatic Assay
2009-11-13 | QUAD1 | Quad Screen (Second Trimester) Maternal, Serum | 7834 | Calculated age at EDD | 43993-5 | Age.at delivery:Time:Pt:^Patient:Qn: | Immunoenzymatic Assay
2009-11-13 | 1STT1 | First Trimester Maternal Screen, Serum | 26412 | Maternal Date of Birth | 21112-8 | Birth date:TmStp:Pt:^Patient:Qn: | Immunoenzymatic Assay
2009-11-13 | 1STT1 | First Trimester Maternal Screen, Serum | 26413 | Maternal Weight | 29463-7 | Body weight:Mass:Pt:^Patient:Qn: | Immunoenzymatic Assay
2009-11-13 | 1STT1 | First Trimester Maternal Screen, Serum | 26429 | Calculated Age at EDD | 43993-5 | Age.at delivery:Time:Pt:^Patient:Qn: | Immunoenzymatic Assay
2009-11-13 | 1STT1 | First Trimester Maternal Screen, Serum | 26430 | GA on Collection by U/S Scan | 11888-5 | Gestational age:Time:Pt:^Fetus:Qn:US.composite.estimated | Immunoenzymatic Assay
2009-11-13 | 1STT1 | First Trimester Maternal Screen, Serum | 26880 | Maternal Weight | 29463-7 | Body weight:Mass:Pt:^Patient:Qn: | Immunoenzymatic Assay
2009-11-13 | ETX | Ethosuximide, Serum | 8769 | Ethosuximide, S | 3616-0 | Ethosuximide:MCnc:Pt:Ser/Plas:Qn: | Enzyme-Multiplied Immunoassay Technique (EMIT)
2009-11-13 | CAFF | Caffeine, Serum | 8754 | Caffeine, S | 3422-3 | Caffeine:MCnc:Pt:Ser/Plas:Qn: | Enzyme Multiplied Immunoassay Technique (EMIT)
2009-11-13 | LID | Lidocaine, Serum | 8382 | Lidocaine, S | 3714-3 | Lidocaine:MCnc:Pt:Ser/Plas:Qn: | Enzyme-Multiplied Immunoassay Technique (EMIT)
2009-11-13 | PA | Procainamide and N-Acetylprocainamide, Serum | 2461 | N-acetylprocainamide, S | 3834-9 | N-acetylprocainamide:MCnc:Pt:Ser/Plas:Qn: | Homogeneous Enzyme Immunoassay
2009-11-13 | PA | Procainamide and N-Acetylprocainamide, Serum | 2462 | Procainamide + NAPA | 3983-4 | Procainamide+N-acetylprocainamide:MCnc:Pt:Ser/Plas:Qn: | Homogeneous Enzyme Immunoassay
2009-11-13 | PA | Procainamide and N-Acetylprocainamide, Serum | 8683 | Procainamide, S | 3982-6 | Procainamide:MCnc:Pt:Ser/Plas:Qn: | Homogeneous Enzyme Immunoassay
2009-11-13 | THEO | Theophylline, Serum | 8661 | Theophylline, S | 4049-3 | Theophylline:MCnc:Pt:Ser/Plas:Qn: | Kinetic Interaction of Microparticles in a Solution (KIMS)
2009-11-13 | HQ | HemoQuant, Feces | 2410 | Fecal Hemoglobin | 27396-1 | Hemoglobin.gastrointestinal:MCnt:Pt:Stool:Qn: | Fluorescence Quantitation
2009-11-13 | NITF | Nitrogen, Total, Feces | 17416 | Total Weight | 30078-0 | Specimen weight:Mass:Pt:Stool:Qn: | Dumas Combustion
2009-11-13 | NITF | Nitrogen, Total, Feces | 17417 | Nitrogen, Total, F | 16141-4 | Nitrogen:MRat:24H:Stool:Qn: | Dumas Combustion
2009-11-13 | NITU | Nitrogen, Total, 24 Hour, Urine | 17418 | Nitrogen, Total, U | 2660-9 | Nitrogen:MRat:24H:Urine:Qn: | Dumas Combustion
2009-11-13 | UREDF | Reducing Substance, Feces | 6215 | Reducing Substance, F | 11060-1 | Reducing substances:ACnc:Pt:Stool:Ord: | Benedict's Copper Reduction Reaction
2009-11-13 | LPALD | Lipoprotein (a) and Low-Density Lipoprotein Cholesterol, Serum | 23924 | LpX | 42178-4 | Lipoprotein.X:ACnc:Pt:Ser/Plas:Ord: | Lipoprotein (a) Cholesterol: Electrophoresis/Enzyme Staining/Densitometry Low-Density Lipoprotein Cholesterol: Ultracentrifugation/Selective Precipitation/Enzymatic Colorimetric (Beta-Quantification)
2009-11-13 | CMVC8 | Cytomegalovirus (CMV) CD8 T-Cell Immune Competence, Quantitative Assessment by Flow Cytometry, Blood | 28143 | Total CD3 T cells | 8122-4 | Cells.CD3:NCnc:Pt:Bld:Qn: | Flow Cytometry
| IHC | Mismatch Repair (MMR) Protein Immunohistochemistry Only, Tumor | 53259 | Result | In Process |  | Immunohistochemistry (IHC)
| LRBA | Lipopolysaccharide-Responsive Beige-Like Anchor Protein (LRBA) Deficiency, Blood | 608960 | %CD3+LRBA+ | In Process |  | Flow Cytometry
| LRBA | Lipopolysaccharide-Responsive Beige-Like Anchor Protein (LRBA) Deficiency, Blood | 608961 | %CD19+LRBA+ | In Process |  | Flow Cytometry
| LRBA | Lipopolysaccharide-Responsive Beige-Like Anchor Protein (LRBA) Deficiency, Blood | 608964 | MFI CD3+LRBA+ | In Process |  | Flow Cytometry
| LRBA | Lipopolysaccharide-Responsive Beige-Like Anchor Protein (LRBA) Deficiency, Blood | 608965 | MFI CD19+LRBA+ | In Process |  | Flow Cytometry
| IL28Q | Interleukin 28B (IL28B) Variant (rs12979860), Varies | 610146 | IL28B Phenotype | In Process |  | Real-Time Polymerase Chain Reaction (PCR) With Allelic Discrimination Analysis
| HMEP | Hemiplegic Migraine With or Without Epilepsy Gene Panel, Varies | 616531 | Resources | In Process |  | Sequence Capture and Targeted Next-Generation Sequencing followed by Polymerase Chain Reaction (PCR) and Sanger Sequencing.
| MCP2Z | MECP2 Gene, Full Gene Analysis, Varies | 616583 | Resources | In Process |  | Sequence Capture and Targeted Next-Generation Sequencing followed by Polymerase Chain Reaction (PCR) and Sanger Sequencing
| NTC3Z | NOTCH3 Gene, Full Gene Analysis, Varies | 616570 | Resources | In Process |  | Sequence Capture and Targeted Next-Generation Sequencing followed by Polymerase Chain Reaction (PCR) and Sanger Sequencing
| TSCP | Tuberous Sclerosis Gene Panel, Varies | 616544 | Resources | In Process |  | Sequence Capture and Targeted Next-Generation Sequencing followed by Polymerase Chain Reaction (PCR) and Sanger Sequencing.
| MMPP | Mitochondrial Metabolites, Plasma | 616811 | 2-Ketobutyric acid | In Process |  | Gas Chromatography Mass Spectrometry (GC-MS)
| CSFP | Carrier Screen, Focused Panel, Varies | 608340 | Offspring Risk | In Process |  | Targeted Genotyping Array/Polymerase Chain Reaction (PCR)
| CSFP | Carrier Screen, Focused Panel, Varies | 608343 | Other Identified Alleles | In Process |  | Targeted Genotyping Array/Polymerase Chain Reaction (PCR)
| DPYDZ | Dihydropyrimidine Dehydrogenase, DPYD Full Gene Sequencing, Varies | 618600 | DPYD Total Activity Score | In Process |  | Polymerase Chain Reaction (PCR) followed by DNA Sequence Analysis
| RSBV | Rare Subepithelial Autoimmune Blistering Disease Variants, Serum | 621392 | Laminin 332 | In Process |  | Indirect Immunofluorescence
| RSBV | Rare Subepithelial Autoimmune Blistering Disease Variants, Serum | 621393 | p200 | In Process |  | Indirect Immunofluorescence
| RSBV | Rare Subepithelial Autoimmune Blistering Disease Variants, Serum | 621394 | Collagen VII | In Process |  | Indirect Immunofluorescence
| FSOM1 | Somatostatin (Somatotropin Release-Inhibiting Factor, SRIF) | FSOM1 | Somatostatin (Plasma) | In Process |  | Direct Radioimmunoassay